## Instructions
External Combustion Air Emissions Calculator
Air Quality Permit Program Doc type: Permit Application aq-f13-ecs01 • 11/7/23
Instructions
1) Read through the instructions and information in the 'Instructions' tab.
2) Enter information for each external combustion EQUI at your facility in the blue boxes. Note the original value before conversion in the notes at the bottom of the spreadsheet, if needed.
3) Select the External Combustion Type from the yellow dropdown menu. Select an option with the correct emission controls, if applicable.
4) If not using the AP-42 emission factor, type the new emission factor in the "Other Emission Factor" column (converted to units specified in column). Make notes about the source and any conversion factors at the bottom.
5) Add control efficiency factors if applicable. Make a note about the source of the control efficiency factor(s) for each pollutant at the bottom of the spreadsheet.
Notes
1) Do not edit data in any white cells.
2) Unlimited hours is 8760 hours/year per default. If you have permit enforceable hours of operation limits for your equipment, then input the limited operation hours where specified at the top of the worksheet.
3) You may delete any tabs you do not need except for the "Emission Factors" tab.
4) Do not delete or edit the "Emission Factors" tab.
5) If you need to add more units, you can duplicate the applicable tab.
Color key
Blue | Enter information for your facility in the blue boxes.
Yellow | Enter information for your facility by choosing from the dropdown options.

## Bituminous and Sub-Bituminous
Bituminous and Sub-Bituminous
| EQUI ID | EQUI XX | [5 empty] | EQUI ID | EQUI XX
| Heat Input (MMBTU/hr) | [6 empty] | Heat Input (MMBTU/hr)
| Fuel Usage (tons/hr) | [6 empty] | Fuel Usage (tons/hr)
| Unlimited Operating Hours | 8760 | [5 empty] | Unlimited Operating Hours | 8760
| Limited Operating Hours | [6 empty] | Limited Operating Hours
| Ash % | [6 empty] | Ash %
| Sulfur % | [6 empty] | Sulfur %
| Molar calcium to sulfur ration in bed (ca/S) - Only for FBC | [6 empty] | Molar calcium to sulfur ration in bed (ca/S) - Only for FBC
| Firing Type | PC, dry bottom, wall-fired, bituminous Pre-NSPS | [5 empty] | Firing Type | PC, dry bottom, cell burner fired, bituminous
Pollutant | AP-42 Emission Factor (lb/ton) | Other Emission Factor (lb/ton) | Control Efficiency (%) | Unrestriced Emission Rate (lb/hr) | Controlled Emission Rate (lb/hr) | Unrestricted Emissions (tpy) | Limited Emissions (tpy) | AP-42 Emission Factor (lb/ton) | Other Emission Factor (lb/ton) | Control Efficiency (%) | Unrestriced Emission Rate (lb/hr) | Controlled Emission Rate (lb/hr) | Unrestricted Emissions (tpy) | Limited Emissions (tpy)
Particulate Matter | 10 |  |  | 0 | 0 | 0 | 0 | 10 |  |  | 0 | 0 | 0 | 0
PM < 10 micron | 2.3 |  |  | 0 | 0 | 0 | 0 | 2.3 |  |  | 0 | 0 | 0 | 0
PM < 2.5 micron | 0.6 |  |  | 0 | 0 | 0 | 0 | 2.3 |  |  | 0 | 0 | 0 | 0
Nitrogen Oxides | 22 |  |  | 0 | 0 | 0 | 0 | 31 |  |  | 0 | 0 | 0 | 0
Carbon Monoxide | 0.5 |  |  | 0 | 0 | 0 | 0 | 0.5 |  |  | 0 | 0 | 0 | 0
Sulfur Dioxide | 38 |  |  | 0 | 0 | 0 | 0 | 38 |  |  | 0 | 0 | 0 | 0
Volatile Organic Compounds | 0.06 |  |  | 0 | 0 | 0 | 0 | 0.06 |  |  | 0 | 0 | 0 | 0
Lead Compounds | 0.00042 |  |  | 0 | 0 | 0 | 0 | 0.00042 |  |  | 0 | 0 | 0 | 0
HAPs - Total | 2081.5841 |  |  | 0 | 0 | 0 | 0 | 1.5841 |  |  | 0 | 0 | 0 | 0
Carbon Dioxide | 205.6451 |  |  | 0 | 0 | 0 | 0 | 205.6451 |  |  | 0 | 0 | 0 | 0
Methane | 0.024251 |  |  | 0 | 0 | 0 | 0 | 0.024251 |  |  | 0 | 0 | 0 | 0
Nitrous Oxide | 0.0035274 |  |  | 0 | 0 | 0 | 0 | 0.0035274 |  |  | 0 | 0 | 0 | 0
Carbon Dioxide Equivalent | 207.3025 |  |  | 0 | 0 | 0 | 0 | 207.3025 |  |  | 0 | 0 | 0 | 0
1,1,1-Trichloroethane | 2e-05 |  |  | 0 | 0 | 0 | 0 | 2e-05 |  |  | 0 | 0 | 0 | 0
1,2-Dibromoethane (Ethylene dibromide); EDB | 1.2e-06 |  |  | 0 | 0 | 0 | 0 | 1.2e-06 |  |  | 0 | 0 | 0 | 0
1,2-Dichloroethane | 4e-05 |  |  | 0 | 0 | 0 | 0 | 4e-05 |  |  | 0 | 0 | 0 | 0
2,4-Dinitrotoluene | 2.8e-07 |  |  | 0 | 0 | 0 | 0 | 2.8e-07 |  |  | 0 | 0 | 0 | 0
2-Chloroacetophenone | 7e-06 |  |  | 0 | 0 | 0 | 0 | 7e-06 |  |  | 0 | 0 | 0 | 0
Acetaldehyde | 0.00057 |  |  | 0 | 0 | 0 | 0 | 0.00057 |  |  | 0 | 0 | 0 | 0
Acetophenone | 1.5e-05 |  |  | 0 | 0 | 0 | 0 | 1.5e-05 |  |  | 0 | 0 | 0 | 0
Acrolein | 0.00029 |  |  | 0 | 0 | 0 | 0 | 0.00029 |  |  | 0 | 0 | 0 | 0
Antimony compounds | 0.00225 |  |  | 0 | 0 | 0 | 0 | 0.00225 |  |  | 0 | 0 | 0 | 0
Arsenic compounds | 0.05125 |  |  | 0 | 0 | 0 | 0 | 0.05125 |  |  | 0 | 0 | 0 | 0
Benzene | 0.0013 |  |  | 0 | 0 | 0 | 0 | 0.0013 |  |  | 0 | 0 | 0 | 0
Benzyl chloride | 0.0007 |  |  | 0 | 0 | 0 | 0 | 0.0007 |  |  | 0 | 0 | 0 | 0
Beryllium Compounds | 0.002625 |  |  | 0 | 0 | 0 | 0 | 0.002625 |  |  | 0 | 0 | 0 | 0
Bis(2-ethylhexyl) phthalate | 7.3e-05 |  |  | 0 | 0 | 0 | 0 | 7.3e-05 |  |  | 0 | 0 | 0 | 0
Bromoform | 3.9e-05 |  |  | 0 | 0 | 0 | 0 | 3.9e-05 |  |  | 0 | 0 | 0 | 0
Bromomethane (Methyl bromide) | 0.00016 |  |  | 0 | 0 | 0 | 0 | 0.00016 |  |  | 0 | 0 | 0 | 0
Cadmium compounds | 0.006375 |  |  | 0 | 0 | 0 | 0 | 0.006375 |  |  | 0 | 0 | 0 | 0
Carbon disulfide | 0.00013 |  |  | 0 | 0 | 0 | 0 | 0.00013 |  |  | 0 | 0 | 0 | 0
Chlorobenzene (Monochlorobenzene) | 2.2e-05 |  |  | 0 | 0 | 0 | 0 | 2.2e-05 |  |  | 0 | 0 | 0 | 0
Chloroethane | 4.2e-05 |  |  | 0 | 0 | 0 | 0 | 4.2e-05 |  |  | 0 | 0 | 0 | 0
Chloroform | 5.9e-05 |  |  | 0 | 0 | 0 | 0 | 5.9e-05 |  |  | 0 | 0 | 0 | 0
Chloromethane | 0.00053 |  |  | 0 | 0 | 0 | 0 | 0.00053 |  |  | 0 | 0 | 0 | 0
Chromium compounds | 0.042375 |  |  | 0 | 0 | 0 | 0 | 0.042375 |  |  | 0 | 0 | 0 | 0
Cobalt compounds | 0.0125 |  |  | 0 | 0 | 0 | 0 | 0.0125 |  |  | 0 | 0 | 0 | 0
Cumene (Isopropylbenzene) | 5.3e-06 |  |  | 0 | 0 | 0 | 0 | 5.3e-06 |  |  | 0 | 0 | 0 | 0
Cyanide compounds | 0.0025 |  |  | 0 | 0 | 0 | 0 | 0.0025 |  |  | 0 | 0 | 0 | 0
Dichloromethane (Methylene chloride) | 0.00029 |  |  | 0 | 0 | 0 | 0 | 0.00029 |  |  | 0 | 0 | 0 | 0
Dimethyl sulfate | 4.8e-05 |  |  | 0 | 0 | 0 | 0 | 4.8e-05 |  |  | 0 | 0 | 0 | 0
Ethylbenzene | 9.4e-05 |  |  | 0 | 0 | 0 | 0 | 9.4e-05 |  |  | 0 | 0 | 0 | 0
Formaldehyde | 0.00024 |  |  | 0 | 0 | 0 | 0 | 0.00024 |  |  | 0 | 0 | 0 | 0
Hexane | 6.7e-05 |  |  | 0 | 0 | 0 | 0 | 6.7e-05 |  |  | 0 | 0 | 0 | 0
Hydrogen Chloride | 1.2 |  |  | 0 | 0 | 0 | 0 | 1.2 |  |  | 0 | 0 | 0 | 0
Hydrogen Fluoride | 0.15 |  |  | 0 | 0 | 0 | 0 | 0.15 |  |  | 0 | 0 | 0 | 0
Isophorone | 0.00058 |  |  | 0 | 0 | 0 | 0 | 0.00058 |  |  | 0 | 0 | 0 | 0
Manganese compounds | 0.06125 |  |  | 0 | 0 | 0 | 0 | 0.06125 |  |  | 0 | 0 | 0 | 0
Mercury | 0.010375 |  |  | 0 | 0 | 0 | 0 | 0.010375 |  |  | 0 | 0 | 0 | 0
Methyl methacrylate | 2e-05 |  |  | 0 | 0 | 0 | 0 | 2e-05 |  |  | 0 | 0 | 0 | 0
Methylhydrazine | 0.00017 |  |  | 0 | 0 | 0 | 0 | 0.00017 |  |  | 0 | 0 | 0 | 0
Methyl-tert-butylether | 3.5e-05 |  |  | 0 | 0 | 0 | 0 | 3.5e-05 |  |  | 0 | 0 | 0 | 0
Nickel compounds | 0.035 |  |  | 0 | 0 | 0 | 0 | 0.035 |  |  | 0 | 0 | 0 | 0
Phenol | 1.6e-05 |  |  | 0 | 0 | 0 | 0 | 1.6e-05 |  |  | 0 | 0 | 0 | 0
Polycyclic organic matter (POM) | 2080 |  |  | 0 | 0 | 0 | 0 | 2.0758e-05 |  |  | 0 | 0 | 0 | 0
Propionaldehyde | 0.00038 |  |  | 0 | 0 | 0 | 0 | 0.00038 |  |  | 0 | 0 | 0 | 0
Selenium compounds | 0.0013 |  |  | 0 | 0 | 0 | 0 | 0.0013 |  |  | 0 | 0 | 0 | 0
Styrene | 2.5e-05 |  |  | 0 | 0 | 0 | 0 | 2.5e-05 |  |  | 0 | 0 | 0 | 0
Tetrachloroethylene (Perchloroethylene) | 4.3e-05 |  |  | 0 | 0 | 0 | 0 | 4.3e-05 |  |  | 0 | 0 | 0 | 0
Toluene | 0.00024 |  |  | 0 | 0 | 0 | 0 | 0.00024 |  |  | 0 | 0 | 0 | 0
Vinyl acetate (Acetic acid) | 7.6e-06 |  |  | 0 | 0 | 0 | 0 | 7.6e-06 |  |  | 0 | 0 | 0 | 0
Xylenes, Total | 3.7e-05 |  |  | 0 | 0 | 0 | 0 | 3.7e-05 |  |  | 0 | 0 | 0 | 0
| Other Emission Factor and/or Control Efficiency Factor Notes: | [6 empty] | Other Emission Factor and/or Control Efficiency Factor Notes:
0
Notes for AP-42, Section 1.1 Calculations:
The PM emission factor is determined by multiplying the weight percent ash content of coal (as fired) by a numerical constant, as found in AP-42 Section 1.1, Table 1.1-4 and Tables 1.1-6
through 1.1-8.
AP-42 Section 1.1 does not provide PM2.5 emission factors for fluidized bed combustion (FBC), so the PM2.5 emission factor is assumed to be equal to the PM10 emission factor.
The SO2 emission factor is determined by multiplying the weight percent sulfur content of coal (as fired) by a numerical constant, as found in AP-42 Section 1.1, Table 1.1-3.
For fluidized bed combustion (FBC) SO2 emission factors, use the equation lb SO2/ton coal = 39.6(S)(ca/S)^(-1.9). In this equation, S is the weight percent sulfur in the fuel and Ca/S is
the molar Calcium to Sulfur ratio in the bed. This equation may be used when the Ca/S ratio is between 1.5 and 7. When no calcium-based sorbents are used and the bed material is inert
with respect to sulfur capture, the emission factor for underfeed stokers should be used to estimate SO2 emissions.
Emission factors for CO2, CH4, and N2O are from 40 CFR Part 98, Subpart C, Table C-1 and C-2 (November 29, 2013). CO2e emissions are based on global warming potentials from
40 CFR Part 98, Subpart A, Table A-1 (CO2 = 1, CH4 = 25, and N2O = 298) (November 29, 2013).
Firing Options
PC, dry bottom, wall-fired, bituminous Pre-NSPS
PC, dry bottom, wall-fired, bituminous, Pre-NSPS with low-NOx burner
PC, dry bottom, wall-fired, bituminous NSPS
PC, dry bottom, wall-fired, sub-bituminous Pre-NSPS
PC, dry bottom, wall-fired, sub-bituminous NSPS
PC, dry bottom, cell burner fired, bituminous
PC, dry bottom, cell burner fired, sub-bituminous
PC, dry bottom, tangentially fired, bituminous, Pre-NSPS
PC, dry bottom, tangentially fired, bituminous, Pre-NSPS with low-NOx burner
PC, dry bottom, tangentially fired, bituminous, NSPS
PC, dry bottom, tangentially fired, sub-bituminous, pre-NSPS
PC, dry bottom, tangentially fired, sub-bituminous, NSPS
PC, wet bottom, wall-fired, bituminous, Pre-NSPS
PC, wet bottom, wall-fired, bituminous, NSPS
PC, wet bottom, wall-fired, sub-bituminous
Cyclone Furnace, bituminous
Cyclone Furnace, sub-bituminous
Spreader stoker, bituminous
Spreader stoker, bituminous, with multiple cyclones, with reinjection
Spreader stoker, bituminous, with multiple cyclones, no reinjection
Spreader stoker, sub-bituminous
Spreader stoker, sub-bituminous, with multiple cyclones, with reinjection
Spreader stoker, sub-bituminous, with multiple cyclones, no reinjection
Overfeed stoker, bituminous
Overfeed stoker, bituminous, with multiple cyclones
Overfeed stoker, sub-bituminous
Overfeed stoker, sub-bituminous, with multiple cyclones
Underfeed stoker, bituminous
Underfeed stoker, bituminous, with multiple cyclones
Underfeed stoker, sub-bituminous
Underfeed stoker, sub-bituminous, with multiple cyclones
Hand-fed units, bituminous
Hand-fed units, sub-bituminous
FBC, circulating bed, bituminous
FBC, circulating bed, sub-bituminous
FBC, bubbling bed, bituminous
FBC, bubbling bed, sub-bituminous

## Anthracite Coal
Anthracite Coal
| EQUI ID | EQUI XX | [5 empty] | EQUI ID | EQUI XX
| Heat Input (MMBtu/hr) | [6 empty] | Heat Input (MMBTU/hr)
| Fuel Usage (tons/hr) | [6 empty] | Fuel Usage (tons/hr)
| Unlimited Operating Hours | 8760 | [5 empty] | Unlimited Operating Hours | 8760
| Limited Operating Hours | [6 empty] | Limited Operating Hours
| Ash % | [6 empty] | Ash %
| Sulfur % | [6 empty] | Sulfur %
| Firing Type | Residential space heaters | [5 empty] | Firing Type | Pulverized coal
Pollutant | AP-42 Emission Factor (lb/ton) | Other Emission Factor (lb/ton) | Control Efficiency (%) | Unrestriced Emission Rate (lb/hr) | Controlled Emission Rate (lb/hr) | Unrestricted Emissions (tpy) | Limited Emissions (tpy) | AP-42 Emission Factor (lb/ton) | Other Emission Factor (lb/ton) | Control Efficiency (%) | Unrestriced Emission Rate (lb/hr) | Controlled Emission Rate (lb/hr) | Unrestricted Emissions (tpy) | Limited Emissions (tpy)
Particulate Matter | 10 |  |  | 0 | 0 | 0 | 0 | 10 |  |  | 0 | 0 | 0 | 0
PM < 10 micron | 2.3 |  |  | 0 | 0 | 0 | 0 | 2.3 |  |  | 0 | 0 | 0 | 0
PM < 2.5 micron | 0.6 |  |  | 0 | 0 | 0 | 0 | 0.6 |  |  | 0 | 0 | 0 | 0
Nitrogen Oxides | 3 |  |  | 0 | 0 | 0 | 0 | 18 |  |  | 0 | 0 | 0 | 0
Carbon Monoxide | 0.6 |  |  | 0 | 0 | 0 | 0 | 0.6 |  |  | 0 | 0 | 0 | 0
Sulfur Dioxide | 39 |  |  | 0 | 0 | 0 | 0 | 39 |  |  | 0 | 0 | 0 | 0
Volatile Organic Compounds | 0.3 |  |  | 0 | 0 | 0 | 0 | 0.3 |  |  | 0 | 0 | 0 | 0
Lead Compounds | 0.0089 |  |  | 0 | 0 | 0 | 0 | 0.0089 |  |  | 0 | 0 | 0 | 0
HAPs - Total | 1.5852 |  |  | 0 | 0 | 0 | 0 | 1.6159 |  |  | 0 | 0 | 0 | 0
Carbon Dioxide | 228.595 |  |  | 0 | 0 | 0 | 0 | 228.595 |  |  | 0 | 0 | 0 | 0
Methane | 0.024251 |  |  | 0 | 0 | 0 | 0 | 0.024251 |  |  | 0 | 0 | 0 | 0
Nitrous Oxide | 0.0035274 |  |  | 0 | 0 | 0 | 0 | 0.0035274 |  |  | 0 | 0 | 0 | 0
Carbon Dioxide Equivalent | 230.2524 |  |  | 0 | 0 | 0 | 0 | 230.2524 |  |  | 0 | 0 | 0 | 0
1,1,1-Trichloroethane | 2e-05 |  |  | 0 | 0 | 0 | 0 | 2e-05 |  |  | 0 | 0 | 0 | 0
1,2-Dibromoethane (Ethylene dibromide); EDB | 1.2e-06 |  |  | 0 | 0 | 0 | 0 | 1.2e-06 |  |  | 0 | 0 | 0 | 0
1,2-Dichloroethane | 4e-05 |  |  | 0 | 0 | 0 | 0 | 4e-05 |  |  | 0 | 0 | 0 | 0
2,4-Dinitrotoluene | 2.8e-07 |  |  | 0 | 0 | 0 | 0 | 2.8e-07 |  |  | 0 | 0 | 0 | 0
2-Chloroacetophenone | 7e-06 |  |  | 0 | 0 | 0 | 0 | 7e-06 |  |  | 0 | 0 | 0 | 0
Acetaldehyde | 0.00057 |  |  | 0 | 0 | 0 | 0 | 0.00057 |  |  | 0 | 0 | 0 | 0
Acetophenone | 1.5e-05 |  |  | 0 | 0 | 0 | 0 | 1.5e-05 |  |  | 0 | 0 | 0 | 0
Acrolein | 0.00029 |  |  | 0 | 0 | 0 | 0 | 0.00029 |  |  | 0 | 0 | 0 | 0
Antimony compounds | 0.00225 |  |  | 0 | 0 | 0 | 0 | 0.00225 |  |  | 0 | 0 | 0 | 0
Arsenic compounds | 0.05125 |  |  | 0 | 0 | 0 | 0 | 0.05125 |  |  | 0 | 0 | 0 | 0
Benzene | 0.0013 |  |  | 0 | 0 | 0 | 0 | 0.0013 |  |  | 0 | 0 | 0 | 0
Benzyl chloride | 0.0007 |  |  | 0 | 0 | 0 | 0 | 0.0007 |  |  | 0 | 0 | 0 | 0
Beryllium Compounds | 0.002625 |  |  | 0 | 0 | 0 | 0 | 0.002625 |  |  | 0 | 0 | 0 | 0
Bis(2-ethylhexyl) phthalate | 7.3e-05 |  |  | 0 | 0 | 0 | 0 | 7.3e-05 |  |  | 0 | 0 | 0 | 0
Bromoform | 3.9e-05 |  |  | 0 | 0 | 0 | 0 | 3.9e-05 |  |  | 0 | 0 | 0 | 0
Bromomethane (Methyl bromide) | 0.00016 |  |  | 0 | 0 | 0 | 0 | 0.00016 |  |  | 0 | 0 | 0 | 0
Cadmium compounds | 0.006375 |  |  | 0 | 0 | 0 | 0 | 0.006375 |  |  | 0 | 0 | 0 | 0
Carbon disulfide | 0.00013 |  |  | 0 | 0 | 0 | 0 | 0.00013 |  |  | 0 | 0 | 0 | 0
Chlorobenzene (Monochlorobenzene) | 2.2e-05 |  |  | 0 | 0 | 0 | 0 | 2.2e-05 |  |  | 0 | 0 | 0 | 0
Chloroethane | 4.2e-05 |  |  | 0 | 0 | 0 | 0 | 4.2e-05 |  |  | 0 | 0 | 0 | 0
Chloroform | 5.9e-05 |  |  | 0 | 0 | 0 | 0 | 5.9e-05 |  |  | 0 | 0 | 0 | 0
Chloromethane | 0.00053 |  |  | 0 | 0 | 0 | 0 | 0.00053 |  |  | 0 | 0 | 0 | 0
Chromium compounds | 0.042375 |  |  | 0 | 0 | 0 | 0 | 0.042375 |  |  | 0 | 0 | 0 | 0
Cobalt compounds | 0.0125 |  |  | 0 | 0 | 0 | 0 | 0.0125 |  |  | 0 | 0 | 0 | 0
Cumene (Isopropylbenzene) | 5.3e-06 |  |  | 0 | 0 | 0 | 0 | 5.3e-06 |  |  | 0 | 0 | 0 | 0
Cyanide compounds | 0.0025 |  |  | 0 | 0 | 0 | 0 | 0.0025 |  |  | 0 | 0 | 0 | 0
Dichloromethane (Methylene chloride) | 0.00029 |  |  | 0 | 0 | 0 | 0 | 0.00029 |  |  | 0 | 0 | 0 | 0
Dimethyl sulfate | 4.8e-05 |  |  | 0 | 0 | 0 | 0 | 4.8e-05 |  |  | 0 | 0 | 0 | 0
Ethylbenzene | 9.4e-05 |  |  | 0 | 0 | 0 | 0 | 9.4e-05 |  |  | 0 | 0 | 0 | 0
Formaldehyde | 0.00024 |  |  | 0 | 0 | 0 | 0 | 0.00024 |  |  | 0 | 0 | 0 | 0
Hexane | 6.7e-05 |  |  | 0 | 0 | 0 | 0 | 6.7e-05 |  |  | 0 | 0 | 0 | 0
Hydrogen Chloride | 1.2 |  |  | 0 | 0 | 0 | 0 | 1.2 |  |  | 0 | 0 | 0 | 0
Hydrogen Fluoride | 0.15 |  |  | 0 | 0 | 0 | 0 | 0.15 |  |  | 0 | 0 | 0 | 0
Isophorone | 0.00058 |  |  | 0 | 0 | 0 | 0 | 0.00058 |  |  | 0 | 0 | 0 | 0
Manganese compounds | 0.06125 |  |  | 0 | 0 | 0 | 0 | 0.06125 |  |  | 0 | 0 | 0 | 0
Mercury | 0.010375 |  |  | 0 | 0 | 0 | 0 | 0.010375 |  |  | 0 | 0 | 0 | 0
Methyl methacrylate | 2e-05 |  |  | 0 | 0 | 0 | 0 | 2e-05 |  |  | 0 | 0 | 0 | 0
Methylhydrazine | 0.00017 |  |  | 0 | 0 | 0 | 0 | 0.00017 |  |  | 0 | 0 | 0 | 0
Methyl-tert-butylether | 3.5e-05 |  |  | 0 | 0 | 0 | 0 | 3.5e-05 |  |  | 0 | 0 | 0 | 0
Nickel compounds | 0.035 |  |  | 0 | 0 | 0 | 0 | 0.035 |  |  | 0 | 0 | 0 | 0
Phenol | 1.6e-05 |  |  | 0 | 0 | 0 | 0 | 1.6e-05 |  |  | 0 | 0 | 0 | 0
Polycyclic organic matter (POM) | 0.0011109 |  |  | 0 | 0 | 0 | 0 | 0.031816 |  |  | 0 | 0 | 0 | 0
Propionaldehyde | 0.00038 |  |  | 0 | 0 | 0 | 0 | 0.00038 |  |  | 0 | 0 | 0 | 0
Selenium compounds | 0.0013 |  |  | 0 | 0 | 0 | 0 | 0.0013 |  |  | 0 | 0 | 0 | 0
Styrene | 2.5e-05 |  |  | 0 | 0 | 0 | 0 | 2.5e-05 |  |  | 0 | 0 | 0 | 0
Tetrachloroethylene (Perchloroethylene) | 4.3e-05 |  |  | 0 | 0 | 0 | 0 | 4.3e-05 |  |  | 0 | 0 | 0 | 0
Toluene | 0.00024 |  |  | 0 | 0 | 0 | 0 | 0.00024 |  |  | 0 | 0 | 0 | 0
Vinyl acetate (Acetic acid) | 7.6e-06 |  |  | 0 | 0 | 0 | 0 | 7.6e-06 |  |  | 0 | 0 | 0 | 0
Xylenes, Total | 3.7e-05 |  |  | 0 | 0 | 0 | 0 | 3.7e-05 |  |  | 0 | 0 | 0 | 0
| Other Emission Factor and/or Control Efficiency Factor Notes: | [6 empty] | Other Emission Factor and/or Control Efficiency Factor Notes:
Notes for AP-42, Section 1.2 Calculations:
The PM emission factor is determined by multiplying the weight percent ash content of coal (as fired) by a numerical constant, as found in AP-42 Section 1.2, Tables 1.2-3 through 1.2-4.
AP-42 Section 1.2 does not provide emission factors for CO emissions from Pulverized Coal and Residential Space Heaters, so the CO emission factors for these operations were
assumed to be equal to Stoker-Fired and FBC CO emission factor (0.6 lb CO/ton coal).
The SO2 emission factor is determined by multiplying the weight percent sulfur content of coal (as fired) by a numerical constant, as found in AP-42 Section 1.2, Table 1.2-1.
AP-42 Section 1.2 does not provide emission factors were provided for lead emissions from FBC, Pulverized Coal, and Residential Space Heaters, so the lead emission factors were
assumed to be equal to Stoker-Fired emission factor (0.0089 lb lead/ton coal).
Emission factors for CO2, CH4, and N2O are from 40 CFR Part 98, Subpart C, Table C-1 and C-2 (November 29, 2013). CO2e emissions are based on global warming potentials from
40 CFR Part 98, Subpart A, Table A-1 (CO2 = 1, CH4 = 25, and N2O = 298) (November 29, 2013).
No Data was provided for many HAPs and POMs for Anthracite coal combustion in AP-42, Section 1.2. The controlled coal combustion tables from AP-42 Section 1.1 were used to
fill in the gaps in data (Tables 1.1-14, 1.1-16, and 1.1-18).
Firing Options
Stoker-fired
FBC
Pulverized coal
Residential space heaters

## Fuel Oil
Fuel Oil
| EQUI ID | EQUI XX | [5 empty] | EQUI ID | EQUI XX
| Heat Input (MMBtu/hr) | [6 empty] | Heat Input (MMBTU/hr)
| Fuel Usage (1000 Gal/hr) | [6 empty] | Fuel Usage (1000 Gal/hr)
| Unlimited Operating Hours | 87060 | [5 empty] | Unlimited Operating Hours | 8760
| Limited Operating Hours | [6 empty] | Limited Operating Hours
| Sulfur % | [6 empty] | Sulfur %
| Firing Type | Large, No. 5 oil fired, normal firing | [5 empty] | Firing Type | Small, No. 6 oil fired
Pollutant | AP-42 Emission Factor (lb/1000 gal) | Other Emission Factor (lb/1000 gal) | Control Efficiency (%) | Unrestriced Emission Rate (lb/hr) | Controlled Emission Rate (lb/hr) | Unrestricted Emissions (tpy) | Limited Emissions (tpy) | AP-42 Emission Factor (lb/1000 gal) | Other Emission Factor (lb/1000 gal) | Control Efficiency, % | Unrestriced Emission Rate (lb/hr) | Controlled Emission Rate (lb/hr) | Unrestricted Emissions (tpy) | Limited Emissions (tpy)
Particulate Matter | 8.3 |  |  | 0 | 0 | 0 | 0 | 8.34 |  |  | 0 | 0 | 0 | 0
PM < 10 micron | 5.9 |  |  | 0 | 0 | 0 | 0 | 5.17 |  |  | 0 | 0 | 0 | 0
PM < 2.5 micron | 4.3 |  |  | 0 | 0 | 0 | 0 | 1.92 |  |  | 0 | 0 | 0 | 0
Nitrogen Oxides | 47 |  |  | 0 | 0 | 0 | 0 | 55 |  |  | 0 | 0 | 0 | 0
Carbon Monoxide | 5 |  |  | 0 | 0 | 0 | 0 | 5 |  |  | 0 | 0 | 0 | 0
Sulfur Dioxide | 157 |  |  | 0 | 0 | 0 | 0 | 157 |  |  | 0 | 0 | 0 | 0
Volatile Organic Compounds | 0.76 |  |  | 0 | 0 | 0 | 0 | 1.13 |  |  | 0 | 0 | 0 | 0
Lead Compounds | 9e-09 |  |  | 0 | 0 | 0 | 0 | 0.00151 |  |  | 0 | 0 | 0 | 0
HAPs - Total | 0.041013 |  |  | 0 | 0 | 0 | 0 | 0.15274 |  |  | 0 | 0 | 0 | 0
Carbon Dioxide | 160.7815 |  |  | 0 | 0 | 0 | 0 | 165.5655 |  |  | 0 | 0 | 0 | 0
Methane | 0.0066138 |  |  | 0 | 0 | 0 | 0 | 0.0066138 |  |  | 0 | 0 | 0 | 0
Nitrous Oxide | 0.0013228 |  |  | 0 | 0 | 0 | 0 | 0.0013228 |  |  | 0 | 0 | 0 | 0
Carbon Dioxide Equivalent | 161.341 |  |  | 0 | 0 | 0 | 0 | 166.125 |  |  | 0 | 0 | 0 | 0
1,1,1-Trichloroethane | 0.000236 |  |  | 0 | 0 | 0 | 0 | 0.000236 |  |  | 0 | 0 | 0 | 0
Antimony compounds | 0 |  |  | 0 | 0 | 0 | 0 | 0.00525 |  |  | 0 | 0 | 0 | 0
Arsenic compounds | 4e-09 |  |  | 0 | 0 | 0 | 0 | 0.00132 |  |  | 0 | 0 | 0 | 0
Benzene | 0.000214 |  |  | 0 | 0 | 0 | 0 | 0.000214 |  |  | 0 | 0 | 0 | 0
Beryllium Compounds | 8e-09 |  |  | 0 | 0 | 0 | 0 | 2.78e-05 |  |  | 0 | 0 | 0 | 0
Cadmium compounds | 3e-09 |  |  | 0 | 0 | 0 | 0 | 0.000398 |  |  | 0 | 0 | 0 | 0
Chlorine | 0 |  |  | 0 | 0 | 0 | 0 | 0 |  |  | 0 | 0 | 0 | 0
Chromium compounds | 3e-09 |  |  | 0 | 0 | 0 | 0 | 0.000845 |  |  | 0 | 0 | 0 | 0
Cobalt compounds | 0 |  |  | 0 | 0 | 0 | 0 | 0.00602 |  |  | 0 | 0 | 0 | 0
Ethylbenzene | 6.36e-05 |  |  | 0 | 0 | 0 | 0 | 6.36e-05 |  |  | 0 | 0 | 0 | 0
Formaldehyde | 0.033 |  |  | 0 | 0 | 0 | 0 | 0.033 |  |  | 0 | 0 | 0 | 0
Manganese compounds | 6e-09 |  |  | 0 | 0 | 0 | 0 | 0.003 |  |  | 0 | 0 | 0 | 0
Mercury | 3e-09 |  |  | 0 | 0 | 0 | 0 | 0.000113 |  |  | 0 | 0 | 0 | 0
Nickel compounds | 3e-09 |  |  | 0 | 0 | 0 | 0 | 0.0845 |  |  | 0 | 0 | 0 | 0
Phosphorus | 0 |  |  | 0 | 0 | 0 | 0 | 0.00946 |  |  | 0 | 0 | 0 | 0
Polycyclic organic matter (POM) | 0.0011906 |  |  | 0 | 0 | 0 | 0 | 0.0013 |  |  | 0 | 0 | 0 | 0
Selenium compounds | 1.5e-08 |  |  | 0 | 0 | 0 | 0 | 0.000683 |  |  | 0 | 0 | 0 | 0
Toluene | 0.0062 |  |  | 0 | 0 | 0 | 0 | 0.0062 |  |  | 0 | 0 | 0 | 0
Xylenes, Total | 0.000109 |  |  | 0 | 0 | 0 | 0 | 0.000109 |  |  | 0 | 0 | 0 | 0
| Other Emission Factor and/or Control Efficiency Factor Notes: | [6 empty] | Other Emission Factor and/or Control Efficiency Factor Notes:
Notes for AP-42, Section 1.3 Calculations:
PM emission factors for residual oil combustion without emissions controls are, on average, a function of fuel oil grade and sulfur content where S is the weight percent of sulfur in the oil and A is defined as follows (Per AP-42, Section 1.3, Table 1.3-4): No. 6 oil: A = 1.12(S) + 0.37; No. 5 oil: A = 1.2; and No. 4 oil: A = 0.84.
The SO2 emission factor is determined by multiplying the weight percent sulfur content of the fuel oil by a numerical constant, as found in AP-42 Section 1.3-1.
Emission factors for CO2, CH4, and N2O are from 40 CFR Part 98, Subpart C, Table C-1 and C-2 (November 29, 2013). CO2e emissions are based on global warming potentials from 40 CFR Part 98, Subpart A, Table A-1 (CO2 = 1, CH4 = 25, and N2O = 298) (November 29, 2013).
Firing Options
Large, No. 6 oil fired, normal firing
Large, No. 6 oil fired, normal firing, low NOx burner
Large, No. 6 oil fired, tangential firing
Large, No. 6 oil fired, tangential firing, low NOx burner
Large, No. 5 oil fired, normal firing
Large, No. 5 oil fired, tangential firing
Large, No. 4 oil fired, normal firing
Large, No. 4 oil fired, tangential firing
Large, No. 2 oil fired
Large, No. 2 oil fired, LNB/FGR
Small, No. 6 oil fired
Small, No. 5 oil fired
Small, No. 4 oil fired
Small, Distillate oil fired
Residential furnace

## Natural Gas
Natural Gas
| EQUI ID | EQUI XX | [5 empty] | EQUI ID | EQUI XX
| Heat Input (MMBtu/hr) | [6 empty] | Heat Input (MMBTU/hr)
| Fuel Usage (MMSCF/hr) | [6 empty] | Fuel Usage (MMSCF/hr)
| Unlimited Operating Hours | [6 empty] | Unlimited Operating Hours | 8760
| Limited Operating Hours | [6 empty] | Limited Operating Hours
| Firing Type | Residential, Uncontrolled | [5 empty] | Firing Type
Pollutant | AP-42 Emission Factor (lb/MMSCF) | Other Emission Factor (lb/MMscf) | Control Efficiency (%) | Unrestriced Emission Rate (lb/hr) | Controlled Emission Rate (lb/hr) | Unrestricted Emissions (tpy) | Limited Emissions (tpy) | AP-42 Emission Factor (lb/MMSCF) | Other Emission Factor (lb/MMscf) | Control Efficiency (%) | Unrestriced Emission Rate (lb/hr) | Controlled Emission Rate (lb/hr) | Unrestricted Emissions (tpy) | Limited Emissions (tpy)
Particulate Matter | 7.6 |  |  | 0 | 0 | 0 | 0 |  |  |  | #VALUE! | #VALUE! | #VALUE! | #VALUE!
PM < 10 micron | 7.6 |  |  | 0 | 0 | 0 | 0 |  |  |  | #VALUE! | #VALUE! | #VALUE! | #VALUE!
PM < 2.5 micron | 7.6 |  |  | 0 | 0 | 0 | 0 |  |  |  | #VALUE! | #VALUE! | #VALUE! | #VALUE!
Nitrogen Oxides | 94 |  |  | 0 | 0 | 0 | 0 |  |  |  | #VALUE! | #VALUE! | #VALUE! | #VALUE!
Carbon Monoxide | 40 |  |  | 0 | 0 | 0 | 0 |  |  |  | #VALUE! | #VALUE! | #VALUE! | #VALUE!
Sulfur Dioxide | 0.6 |  |  | 0 | 0 | 0 | 0 |  |  |  | #VALUE! | #VALUE! | #VALUE! | #VALUE!
Volatile Organic Compounds | 5.5 |  |  | 0 | 0 | 0 | 0 |  |  |  | #VALUE! | #VALUE! | #VALUE! | #VALUE!
Lead Compounds | 0.0005 |  |  | 0 | 0 | 0 | 0 |  |  |  | #VALUE! | #VALUE! | #VALUE! | #VALUE!
HAPs - Total | 1.888 |  |  | 0 | 0 | 0 | 0 |  |  |  | #VALUE! | #VALUE! | #VALUE! | #VALUE!
Carbon Dioxide | 116.9761 |  |  | 0 | 0 | 0 | 0 |  |  |  | #VALUE! | #VALUE! | #VALUE! | #VALUE!
Methane | 0.0022046 |  |  | 0 | 0 | 0 | 0 |  |  |  | #VALUE! | #VALUE! | #VALUE! | #VALUE!
Nitrous Oxide | 0.00022046 |  |  | 0 | 0 | 0 | 0 |  |  |  | #VALUE! | #VALUE! | #VALUE! | #VALUE!
Carbon Dioxide Equivalent | 117.0969 |  |  | 0 | 0 | 0 | 0 |  |  |  | #VALUE! | #VALUE! | #VALUE! | #VALUE!
1,4-Dichlorobenzene (para-) | 0.0012 |  |  | 0 | 0 | 0 | 0 |  |  |  | 0 | 0 | 0 | 0
Arsenic compounds | 0.0002 |  |  | 0 | 0 | 0 | 0 |  |  |  | #VALUE! | #VALUE! | #VALUE! | #VALUE!
Benzene | 0.0021 |  |  | 0 | 0 | 0 | 0 |  |  |  | #VALUE! | #VALUE! | #VALUE! | #VALUE!
Beryllium compounds | 1.2e-05 |  |  | 0 | 0 | 0 | 0 |  |  |  | #VALUE! | #VALUE! | #VALUE! | #VALUE!
Cadmium compounds | 0.0011 |  |  | 0 | 0 | 0 | 0 |  |  |  | #VALUE! | #VALUE! | #VALUE! | #VALUE!
Cobalt compounds | 8.4e-05 |  |  | 0 | 0 | 0 | 0 |  |  |  | #VALUE! | #VALUE! | #VALUE! | #VALUE!
Formaldehyde | 0.075 |  |  | 0 | 0 | 0 | 0 |  |  |  | #VALUE! | #VALUE! | #VALUE! | #VALUE!
Hexane | 1.8 |  |  | 0 | 0 | 0 | 0 |  |  |  | #VALUE! | #VALUE! | #VALUE! | #VALUE!
Manganese compounds | 0.00038 |  |  | 0 | 0 | 0 | 0 |  |  |  | #VALUE! | #VALUE! | #VALUE! | #VALUE!
Nickel compounds | 0.0021 |  |  | 0 | 0 | 0 | 0 |  |  |  | #VALUE! | #VALUE! | #VALUE! | #VALUE!
Polycyclic organic matter (POM) | 0.0006982 |  |  | 0 | 0 | 0 | 0 |  |  |  | #VALUE! | #VALUE! | #VALUE! | #VALUE!
Selenium compounds | 2.4e-05 |  |  | 0 | 0 | 0 | 0 |  |  |  | #VALUE! | #VALUE! | #VALUE! | #VALUE!
Toluene | 0.0034 |  |  | 0 | 0 | 0 | 0 |  |  |  | #VALUE! | #VALUE! | #VALUE! | #VALUE!
| Other Emission Factor and/or Control Efficiency Factor Notes: | [6 empty] | Other Emission Factor and/or Control Efficiency Factor Notes:
Notes for AP-42, Section 1.4 Calculations:
Emission factors for CO2, CH4, and N2O are from 40 CFR Part 98, Subpart C, Table C-1 and C-2 (November 29, 2013). CO2e emissions are based
on global warming potentials from 40 CFR Part 98, Subpart A, Table A-1 (CO2 = 1, CH4 = 25, and N2O = 298) (November 29, 2013).
Firing Options
Large, Uncontrolled, Pre-NSPS
Large, Uncontrolled, Post-NSPS
Large, Controlled, Low Nox
Large, Controlled, Flue Gas Recirculation
Small, Uncontrolled
Small, Controlled, Low NOx burners
Small, Controlled, Flue Gas Recirculation
Tangential Fired, Uncontrolled
Tangential Fired, Controlled, Flue Gas Recirculation
Residential, Uncontrolled

## Liquid Petroleum Gas
Liquid Petroleum Gas
| EQUI ID | EQUI XX | [5 empty] | EQUI ID | EQUI XX
| Heat Input (MMBtu/hr) | [6 empty] | Heat Input (MMBTU/hr)
| Fuel Usage (1000 Gal/hr) | [6 empty] | Fuel Usage (1000 Gal/hr)
| Fuel Usage (MMscf/hr) | [6 empty] | Fuel Usage (MMscf/hr)
| Unlimited Operating Hours | 8760 | [5 empty] | Unlimited Operating Hours | 8760
| Limited Operating Hours | [6 empty] | Limited Operating Hours
| Sulfur % | [6 empty] | Sulfur %
| Firing Type | Propane, Industrial | [5 empty] | Firing Type | Propane, Industrial
Pollutant | AP-42 Emission Factor (lb/1000 gal) | Other Emission Factor (lb/1000 gal) | Control Efficiency (%) | Unrestriced Emission Rate (lb/hr) | Controlled Emission Rate (lb/hr) | Unrestricted Emissions (tpy) | Limited Emissions (tpy) | AP-42 Emission Factor (lb/1000 gal) | Other Emission Factor (lb/1000 gal) | Control Efficiency (%) | Unrestriced Emission Rate (lb/hr) | Controlled Emission Rate (lb/hr) | Unrestricted Emissions (tpy) | Limited Emissions (tpy)
Particulate Matter | 0.7 |  |  | 0 | 0 | 0 | 0 | 0.7 |  |  | 0 | 0 | 0 | 0
PM < 10 micron | 0.7 |  |  | 0 | 0 | 0 | 0 | 0.7 |  |  | 0 | 0 | 0 | 0
PM < 2.5 micron | 0.7 |  |  | 0 | 0 | 0 | 0 | 0.7 |  |  | 0 | 0 | 0 | 0
Nitrogen Oxides | 13 |  |  | 0 | 0 | 0 | 0 | 13 |  |  | 0 | 0 | 0 | 0
Carbon Monoxide | 7.5 |  |  | 0 | 0 | 0 | 0 | 7.5 |  |  | 0 | 0 | 0 | 0
Sulfur Dioxide | 0.1 |  |  | 0 | 0 | 0 | 0 | 0.1 |  |  | 0 | 0 | 0 | 0
Volatile Organic Compounds | 1 |  |  | 0 | 0 | 0 | 0 | 1 |  |  | 0 | 0 | 0 | 0
Lead Compounds | 0.005 |  |  | 0 | 0 | 0 | 0 | 0.005 |  |  | 0 | 0 | 0 | 0
HAPs - Total | 1.888 |  |  | 0 | 0 | 0 | 0 | 1.888 |  |  | 0 | 0 | 0 | 0
Carbon Dioxide | 138.6032 |  |  | 0 | 0 | 0 | 0 | 138.6032 |  |  | 0 | 0 | 0 | 0
Methane | 0.0066138 |  |  | 0 | 0 | 0 | 0 | 0.0066138 |  |  | 0 | 0 | 0 | 0
Nitrous Oxide | 0.0013228 |  |  | 0 | 0 | 0 | 0 | 0.0013228 |  |  | 0 | 0 | 0 | 0
Carbon Dioxide Equivalent | 139.1627 |  |  | 0 | 0 | 0 | 0 | 139.1627 |  |  | 0 | 0 | 0 | 0
1,4-Dichlorobenzene (para-) | 0.0012 |  |  | 0 | 0 | 0 | 0 | 0.0012 |  |  | 0 | 0 | 0 | 0
Arsenic compounds | 0.0002 |  |  | 0 | 0 | 0 | 0 | 0.0002 |  |  | 0 | 0 | 0 | 0
Benzene | 0.0021 |  |  | 0 | 0 | 0 | 0 | 0.0021 |  |  | 0 | 0 | 0 | 0
Cadmium compounds | 0.0011 |  |  | 0 | 0 | 0 | 0 | 0.0011 |  |  | 0 | 0 | 0 | 0
Cobalt compounds | 8.4e-05 |  |  | 0 | 0 | 0 | 0 | 8.4e-05 |  |  | 0 | 0 | 0 | 0
Formaldehyde | 0.075 |  |  | 0 | 0 | 0 | 0 | 0.075 |  |  | 0 | 0 | 0 | 0
Hexane | 1.8 |  |  | 0 | 0 | 0 | 0 | 1.8 |  |  | 0 | 0 | 0 | 0
Manganese compounds | 0.00038 |  |  | 0 | 0 | 0 | 0 | 0.00038 |  |  | 0 | 0 | 0 | 0
Nickel compounds | 0.0021 |  |  | 0 | 0 | 0 | 0 | 0.0021 |  |  | 0 | 0 | 0 | 0
Polycyclic organic matter (POM) | 0.0006982 |  |  | 0 | 0 | 0 | 0 | 0.0006982 |  |  | 0 | 0 | 0 | 0
Selenium compounds | 2.4e-05 |  |  | 0 | 0 | 0 | 0 | 2.4e-05 |  |  | 0 | 0 | 0 | 0
Toluene | 0.0034 |  |  | 0 | 0 | 0 | 0 | 0.0034 |  |  | 0 | 0 | 0 | 0
| Other Emission Factor and/or Control Efficiency Factor Notes: | [6 empty] | Other Emission Factor and/or Control Efficiency Factor Notes:
Notes for AP-42, Section 1.5 Calculations:
The SO2 emission factor is determined by multiplying the sulfur content of the fuel (expressed in gr/100ft^3 gas vapor) by a numerical constant, as found in AP-42 Section 1.5-1.
Emission factors for CO2, CH4, and N2O are from 40 CFR Part 98, Subpart C, Table C-1 and C-2 (November 29, 2013). CO2e emissions are based on
global warming potentials from 40 CFR Part 98, Subpart A, Table A-1 (CO2 = 1, CH4 = 25, and N2O = 298) (November 29, 2013).
Firing Options
Butane, Industrial
Butane, Commercial
Propane, Industrial
Propane, Commercial

## Wood Residue
Wood Residue
| EQUI ID | EQUI XX | [5 empty] | EQUI ID | EQUI XX
| Heat Input (MMBtu/hr) | [6 empty] | Heat Input (BTU/hr)
| Unlimited Operating Hours | 8760 | [5 empty] | Unlimited Operating Hours | 8760
| Limited Operating Hours | [6 empty] | Limited Operating Hours
| Firing Type | Dry wood-fired boilers, with Electrostatis Precipitator | [5 empty] | Firing Type | Bark/Bark and Wet Wood, No Control
Pollutant | AP-42 Emission Factor (lb/MMBtu) | Other Emission Factor (lb/MMBtu) | Control Efficiency (%) | Unrestriced Emission Rate (lb/hr) | Controlled Emission Rate (lb/hr) | Unrestricted Emissions (tpy) | Limited Emissions (tpy) | AP-42 Emission Factor (lb/MMBtu) | Other Emission Factor (lb/MMBtu) | Control Efficiency (%) | Unrestriced Emission Rate (lb/hr) | Controlled Emission Rate (lb/hr) | Unrestricted Emissions (tpy) | Limited Emissions (tpy)
Particulate Matter | 0.054 |  |  | 0 | 0 | 0 | 0 | 0.56 |  |  | 0 | 0 | 0 | 0
PM < 10 micron | 0.04 |  |  | 0 | 0 | 0 | 0 | 0.5 |  |  | 0 | 0 | 0 | 0
PM < 2.5 micron | 0.035 |  |  | 0 | 0 | 0 | 0 | 0.43 |  |  | 0 | 0 | 0 | 0
Nitrogen Oxides | 0.49 |  |  | 0 | 0 | 0 | 0 | 0.22 |  |  | 0 | 0 | 0 | 0
Carbon Monoxide | 0.6 |  |  | 0 | 0 | 0 | 0 | 0.6 |  |  | 0 | 0 | 0 | 0
Sulfur Dioxide | 0.025 |  |  | 0 | 0 | 0 | 0 | 0.025 |  |  | 0 | 0 | 0 | 0
Volatile Organic Compounds | 0.017 |  |  | 0 | 0 | 0 | 0 | 0.017 |  |  | 0 | 0 | 0 | 0
Lead Compounds | 4.8e-05 |  |  | 0 | 0 | 0 | 0 | 4.8e-05 |  |  | 0 | 0 | 0 | 0
HAPs - Total | 0.038635 |  |  | 0 | 0 | 0 | 0 | 0.038635 |  |  | 0 | 0 | 0 | 0
Carbon Dioxide | 206.7915 |  |  | 0 | 0 | 0 | 0 | 206.7915 |  |  | 0 | 0 | 0 | 0
Methane | 0.015873 |  |  | 0 | 0 | 0 | 0 | 0.015873 |  |  | 0 | 0 | 0 | 0
Nitrous Oxide | 0.0079366 |  |  | 0 | 0 | 0 | 0 | 0.0079366 |  |  | 0 | 0 | 0 | 0
Carbon Dioxide Equivalent | 209.5534 |  |  | 0 | 0 | 0 | 0 | 209.5534 |  |  | 0 | 0 | 0 | 0
1,1,1-Trichloroethane | 3.1e-05 |  |  | 0 | 0 | 0 | 0 | 3.1e-05 |  |  | 0 | 0 | 0 | 0
1,2-Dibromoethane (Ethylene dibromide); EDB | 5.5e-05 |  |  | 0 | 0 | 0 | 0 | 5.5e-05 |  |  | 0 | 0 | 0 | 0
1,2-Dichloroethane | 2.9e-05 |  |  | 0 | 0 | 0 | 0 | 2.9e-05 |  |  | 0 | 0 | 0 | 0
1,2-Dichloropropane | 3.3e-05 |  |  | 0 | 0 | 0 | 0 | 3.3e-05 |  |  | 0 | 0 | 0 | 0
2,4,6-Trichlorophenol | 2.2e-08 |  |  | 0 | 0 | 0 | 0 | 2.2e-08 |  |  | 0 | 0 | 0 | 0
2,4-Dinitrophenol | 1.8e-07 |  |  | 0 | 0 | 0 | 0 | 1.8e-07 |  |  | 0 | 0 | 0 | 0
Acetaldehyde | 0.00083 |  |  | 0 | 0 | 0 | 0 | 0.00083 |  |  | 0 | 0 | 0 | 0
Acetophenone | 3.2e-09 |  |  | 0 | 0 | 0 | 0 | 3.2e-09 |  |  | 0 | 0 | 0 | 0
Acrolein | 0.004 |  |  | 0 | 0 | 0 | 0 | 0.004 |  |  | 0 | 0 | 0 | 0
Antimony compounds | 7.9e-06 |  |  | 0 | 0 | 0 | 0 | 7.9e-06 |  |  | 0 | 0 | 0 | 0
Arsenic compounds | 2.2e-05 |  |  | 0 | 0 | 0 | 0 | 2.2e-05 |  |  | 0 | 0 | 0 | 0
Benzene | 0.0042 |  |  | 0 | 0 | 0 | 0 | 0.0042 |  |  | 0 | 0 | 0 | 0
Beryllium Compounds | 1.1e-06 |  |  | 0 | 0 | 0 | 0 | 1.1e-06 |  |  | 0 | 0 | 0 | 0
Bis(2-ethylhexyl) phthalate | 4.7e-08 |  |  | 0 | 0 | 0 | 0 | 4.7e-08 |  |  | 0 | 0 | 0 | 0
Bromomethane (Methyl bromide) | 1.5e-05 |  |  | 0 | 0 | 0 | 0 | 1.5e-05 |  |  | 0 | 0 | 0 | 0
Cadmium compounds | 4.1e-06 |  |  | 0 | 0 | 0 | 0 | 4.1e-06 |  |  | 0 | 0 | 0 | 0
Carbon tetrachloride | 4.5e-05 |  |  | 0 | 0 | 0 | 0 | 4.5e-05 |  |  | 0 | 0 | 0 | 0
Chlorine | 0.00079 |  |  | 0 | 0 | 0 | 0 | 0.00079 |  |  | 0 | 0 | 0 | 0
Chlorobenzene (Monochlorobenzene) | 3.3e-05 |  |  | 0 | 0 | 0 | 0 | 3.3e-05 |  |  | 0 | 0 | 0 | 0
Chloroform | 2.8e-05 |  |  | 0 | 0 | 0 | 0 | 2.8e-05 |  |  | 0 | 0 | 0 | 0
Chloromethane | 2.3e-05 |  |  | 0 | 0 | 0 | 0 | 2.3e-05 |  |  | 0 | 0 | 0 | 0
Chromium compounds | 2.1e-05 |  |  | 0 | 0 | 0 | 0 | 2.1e-05 |  |  | 0 | 0 | 0 | 0
Cobalt compounds | 6.5e-06 |  |  | 0 | 0 | 0 | 0 | 6.5e-06 |  |  | 0 | 0 | 0 | 0
Dichloromethane (Methylene chloride) | 0.00029 |  |  | 0 | 0 | 0 | 0 | 0.00029 |  |  | 0 | 0 | 0 | 0
Ethylbenzene | 3.1e-05 |  |  | 0 | 0 | 0 | 0 | 3.1e-05 |  |  | 0 | 0 | 0 | 0
Formaldehyde | 0.0044 |  |  | 0 | 0 | 0 | 0 | 0.0044 |  |  | 0 | 0 | 0 | 0
Hydrogen Chloride | 0.019 |  |  | 0 | 0 | 0 | 0 | 0.019 |  |  | 0 | 0 | 0 | 0
Manganese compounds | 0.0016 |  |  | 0 | 0 | 0 | 0 | 0.0016 |  |  | 0 | 0 | 0 | 0
Mercury | 3.5e-06 |  |  | 0 | 0 | 0 | 0 | 3.5e-06 |  |  | 0 | 0 | 0 | 0
Nickel compounds | 3.3e-05 |  |  | 0 | 0 | 0 | 0 | 3.3e-05 |  |  | 0 | 0 | 0 | 0
Pentachlorophenol (PCP) | 5.1e-08 |  |  | 0 | 0 | 0 | 0 | 5.1e-08 |  |  | 0 | 0 | 0 | 0
Phenol | 5.1e-05 |  |  | 0 | 0 | 0 | 0 | 5.1e-05 |  |  | 0 | 0 | 0 | 0
Phosphorus | 2.7e-05 |  |  | 0 | 0 | 0 | 0 | 2.7e-05 |  |  | 0 | 0 | 0 | 0
Polycyclic organic matter (POM) | 0.00012664 |  |  | 0 | 0 | 0 | 0 | 0.00012664 |  |  | 0 | 0 | 0 | 0
Propionaldehyde | 3.2e-05 |  |  | 0 | 0 | 0 | 0 | 3.2e-05 |  |  | 0 | 0 | 0 | 0
Selenium compounds | 2.8e-06 |  |  | 0 | 0 | 0 | 0 | 2.8e-06 |  |  | 0 | 0 | 0 | 0
Styrene | 0.0019 |  |  | 0 | 0 | 0 | 0 | 0.0019 |  |  | 0 | 0 | 0 | 0
Toluene | 0.00092 |  |  | 0 | 0 | 0 | 0 | 0.00092 |  |  | 0 | 0 | 0 | 0
Vinyl chloride (chloroethene) | 1.8e-05 |  |  | 0 | 0 | 0 | 0 | 1.8e-05 |  |  | 0 | 0 | 0 | 0
Xylenes, Total | 2.5e-05 |  |  | 0 | 0 | 0 | 0 | 2.5e-05 |  |  | 0 | 0 | 0 | 0
| Other Emission Factor and/or Control Efficiency Factor Notes: | [6 empty] | Other Emission Factor and/or Control Efficiency Factor Notes:
Notes for AP-42, Section 1.6 Calculations:
Emission factors for CO2, CH4, and N2O are from 40 CFR Part 98, Subpart C, Table C-1 and C-2 (November 29, 2013). CO2e emissions are based on
global warming potentials from 40 CFR Part 98, Subpart A, Table A-1 (CO2 = 1, CH4 = 25, and N2O = 298) (November 29, 2013).
Firing Options
Bark/Bark and Wet Wood, No Control
Dry Wood, No Control
Wet Wood, No Control
Bark, Mechanical Collector
Bark and Wet Wood, Mechanical Collector
Dry Wood, Mechanical Collector
Wet Wood, Mechanical Collector
Bark/bark and wet wood/wet wood-fired boiler, with Electrolyzed Gravel Bed
Dry wood-fired boilers, with Electrolyzed Gravel Bed
Bark/bark and wet wood/wet wood-fired boiler, with Wet Scrubber
Dry wood-fired boilers, with Wet Scrubber
Bark/bark and wet wood/wet wood-fired boiler, with Fabric Filter
Dry wood-fired boilers, with Fabric Filter
Bark/bark and wet wood/wet wood-fired boiler, with Electrostatis Precipitator
Dry wood-fired boilers, with Electrostatis Precipitator

## Emission Factors
Emission Factors | AP-42, Section 1.1 Emission Factors for Bituminous and Sub-bituminous Coal1,2 | [36 empty] | AP-42, Section 1.2 Emission Factors for Anthracite Coal3 |  |  |  | AP-42, Section 1.3 Emission Factors for Fuel Oil | [14 empty] | AP-42, Section 1.4 Emission Factors for Natural Gas | [9 empty] | AP-42, Section 1.5 Emission Factors for Liquid Petroleum Gas |  |  |  | AP-42, Section 1.6 Emission Factors for Wood Residue
| PC, dry bottom, wall-fired, bituminous Pre-NSPS | PC, dry bottom, wall-fired, bituminous, Pre-NSPS with low-NOx burner | PC, dry bottom, wall-fired, bituminous NSPS | PC, dry bottom, wall-fired, sub-bituminous Pre-NSPS | PC, dry bottom, wall-fired, sub-bituminous NSPS | PC, dry bottom, cell burner fired, bituminous | PC, dry bottom, cell burner fired, sub-bituminous | PC, dry bottom, tangentially fired, bituminous, Pre-NSPS | PC, dry bottom, tangentially fired, bituminous, Pre-NSPS with low-NOx burner | PC, dry bottom, tangentially fired, bituminous, NSPS | PC, dry bottom, tangentially fired, sub-bituminous, pre-NSPS | PC, dry bottom, tangentially fired, sub-bituminous, NSPS | PC, wet bottom, wall-fired, bituminous, Pre-NSPS | PC, wet bottom, wall-fired, bituminous, NSPS | PC, wet bottom, wall-fired, sub-bituminous | Cyclone Furnace, bituminous | Cyclone Furnace, sub-bituminous | Spreader stoker, bituminous | Spreader stoker, bituminous, with multiple cyclones, with reinjection | Spreader stoker, bituminous, with multiple cyclones, no reinjection | Spreader stoker, sub-bituminous | Spreader stoker, sub-bituminous, with multiple cyclones, with reinjection | Spreader stoker, sub-bituminous, with multiple cyclones, no reinjection | Overfeed stoker, bituminous | Overfeed stoker, bituminous, with multiple cyclones | Overfeed stoker, sub-bituminous | Overfeed stoker, sub-bituminous, with multiple cyclones | Underfeed stoker, bituminous | Underfeed stoker, bituminous, with multiple cyclones | Underfeed stoker, sub-bituminous | Underfeed stoker, sub-bituminous, with multiple cyclones | Hand-fed units, bituminous | Hand-fed units, sub-bituminous | FBC, circulating bed, bituminous | FBC, circulating bed, sub-bituminous | FBC, bubbling bed, bituminous | FBC, bubbling bed, sub-bituminous | Stoker-fired | FBC | Pulverized coal | Residential space heaters | Large, No. 6 oil fired, normal firing | Large, No. 6 oil fired, normal firing, low NOx burner | Large, No. 6 oil fired, tangential firing | Large, No. 6 oil fired, tangential firing, low NOx burner | Large, No. 5 oil fired, normal firing | Large, No. 5 oil fired, tangential firing | Large, No. 4 oil fired, normal firing | Large, No. 4 oil fired, tangential firing | Large, No. 2 oil fired | Large, No. 2 oil fired, LNB/FGR | Small, No. 6 oil fired | Small, No. 5 oil fired | Small, No. 4 oil fired | Small, Distillate oil fired | Residential furnace | Large, Uncontrolled, Pre-NSPS | Large, Uncontrolled, Post-NSPS | Large, Controlled, Low Nox | Large, Controlled, Flue Gas Recirculation | Small, Uncontrolled | Small, Controlled, Low NOx burners | Small, Controlled, Flue Gas Recirculation | Tangential Fired, Uncontrolled | Tangential Fired, Controlled, Flue Gas Recirculation | Residential, Uncontrolled | Butane, Industrial | Butane, Commercial | Propane, Industrial | Propane, Commercial | Bark/Bark and Wet Wood, No Control | Dry Wood, No Control | Wet Wood, No Control | Bark, Mechanical Collector | Bark and Wet Wood, Mechanical Collector | Dry Wood, Mechanical Collector | Wet Wood, Mechanical Collector | Bark/bark and wet wood/wet wood-fired boiler, with Electrolyzed Gravel Bed | Dry wood-fired boilers, with Electrolyzed Gravel Bed | Bark/bark and wet wood/wet wood-fired boiler, with Wet Scrubber | Dry wood-fired boilers, with Wet Scrubber | Bark/bark and wet wood/wet wood-fired boiler, with Fabric Filter | Dry wood-fired boilers, with Fabric Filter | Bark/bark and wet wood/wet wood-fired boiler, with Electrostatis Precipitator | Dry wood-fired boilers, with Electrostatis Precipitator
Parameter Code | lb/ton | [36 empty] | lb/ton |  |  |  | lb/103 gal | [14 empty] | (lb/MMscf) | [9 empty] | lb/10^3 |  |  |  | lb/MMBtu
Particulate Matter | 10 | 10 | 10 | 10 | 10 | 10 | 10 | 10 | 10 | 10 | 10 | 10 | 7 | 7 | 7 | 2 | 2 | 66 | 17 | 12 | 66 | 17 | 12 | 16 | 9 | 16 | 9 | 15 | 11 | 15 | 11 | 15 | 15 | 17 | 17 | 17 | 17 | 10 | 10 | 10 | 10 | 8.3 | 8.3 | 8.3 | 8.3 | 8.3 | 8.3 | 8.3 | 8.3 | 2 | 2 | 8.34 | 8.34 | 8.34 | 2 | 0.4 | 7.6 | 7.6 | 7.6 | 7.6 | 7.6 | 7.6 | 7.6 | 7.6 | 7.6 | 7.6 | 0.8 | 0.8 | 0.7 | 0.7 | 0.56 | 0.4 | 0.33 | 0.54 | 0.35 | 0.3 | 0.22 | 0.1 | 0.1 | 0.066 | 0.066 | 0.1 | 0.1 | 0.054 | 0.054
PM < 10 micron | 2.3 | 2.3 | 2.3 | 2.3 | 2.3 | 2.3 | 2.3 | 2.3 | 2.3 | 2.3 | 2.3 | 2.3 | 2.6 | 2.6 | 2.6 | 0.26 | 0.26 | 13.2 | 12 | 7.8 | 13.2 | 12.4 | 7.8 | 6 | 5 | 6 | 5 | 6.2 | 6.2 | 6.2 | 6.2 | 6.2 | 6.2 | 12.4 | 12.4 | 12.4 | 12.4 | 2.3 | 2.3 | 2.3 | 2.3 | 5.9 | 5.9 | 5.9 | 5.9 | 5.9 | 5.9 | 5.9 | 5.9 | 1 | 1 | 5.17 | 5.17 | 5.17 | 1 | 0.4 | 7.6 | 7.6 | 7.6 | 7.6 | 7.6 | 7.6 | 7.6 | 7.6 | 7.6 | 7.6 | 0.8 | 0.8 | 0.7 | 0.7 | 0.5 | 0.36 | 0.29 | 0.49 | 0.32 | 0.27 | 0.2 | 0.074 | 0.074 | 0.065 | 0.065 | 0.074 | 0.074 | 0.04 | 0.04
PM < 2.5 micron | 0.6 | 0.6 | 0.6 | 2.3 | 2.3 | 2.3 | 2.3 | 0.6 | 0.6 | 0.6 | 2.3 | 2.3 | 1.48 | 2.6 | 2.6 | 0.11 | 0.26 | 4.6 | 1.4 | 3.2 | 4.6 | 12.4 | 7.8 | 2.2 | 3.8 | 2.2 | 5 | 3.8 | 6.2 | 6.2 | 6.2 | 6.2 | 6.2 | 12.4 | 12.4 | 12.4 | 12.4 | 0.6 | 0.6 | 0.6 | 0.6 | 4.3 | 4.3 | 4.3 | 4.3 | 4.3 | 4.3 | 4.3 | 4.3 | 0.25 | 0.25 | 1.92 | 1.92 | 1.92 | 0.25 | 0.4 | 7.6 | 7.6 | 7.6 | 7.6 | 7.6 | 7.6 | 7.6 | 7.6 | 7.6 | 7.6 | 0.8 | 0.8 | 0.7 | 0.7 | 0.43 | 0.31 | 0.25 | 0.29 | 0.19 | 0.16 | 0.12 | 0.065 | 0.065 | 0.065 | 0.065 | 0.065 | 0.065 | 0.035 | 0.035
Nitrogen Oxides | 22 | 11 | 12 | 12 | 7.4 | 31 | 14 | 15 | 9.7 | 10 | 8.4 | 7.2 | 31 | 14 | 24 | 33 | 17 | 11 | 11 | 11 | 8.8 | 8.8 | 8.8 | 7.5 | 7.5 | 7.5 | 7.5 | 9.5 | 9.5 | 9.5 | 9.5 | 9.1 | 9.1 | 5 | 5 | 15.2 | 15.2 | 9 | 1.8 | 18 | 3 | 47 | 40 | 32 | 26 | 47 | 32 | 47 | 32 | 24 | 10 | 55 | 55 | 20 | 20 | 18 | 280 | 190 | 140 | 100 | 100 | 50 | 32 | 170 | 76 | 94 | 15 | 15 | 13 | 13 | 0.22 | 0.49 | 0.22 | 0.22 | 0.22 | 0.49 | 0.22 | 0.22 | 0.49 | 0.22 | 0.49 | 0.22 | 0.49 | 0.22 | 0.49
Carbon Monoxide | 0.5 | 0.5 | 0.5 | 0.5 | 0.5 | 0.5 | 0.5 | 0.5 | 0.5 | 0.5 | 0.5 | 0.5 | 0.5 | 0.5 | 0.5 | 0.5 | 0.5 | 5 | 5 | 5 | 5 | 5 | 5 | 6 | 6 | 6 | 6 | 11 | 11 | 11 | 11 | 275 | 275 | 18 | 18 | 18 | 18 | 0.6 | 0.6 | 0.6 | 0.6 | 5 | 5 | 5 | 5 | 5 | 5 | 5 | 5 | 5 | 5 | 5 | 5 | 5 | 5 | 5 | 84 | 84 | 84 | 84 | 84 | 84 | 84 | 24 | 98 | 40 | 8.4 | 8.4 | 7.5 | 7.5 | 0.6 | 0.6 | 0.6 | 0.6 | 0.6 | 0.6 | 0.6 | 0.6 | 0.6 | 0.6 | 0.6 | 0.6 | 0.6 | 0.6 | 0.6
Sulfur Dioxide | 38 | 38 | 38 | 35 | 35 | 38 | 35 | 38 | 38 | 38 | 35 | 35 | 38 | 38 | 35 | 38 | 35 | 38 | 38 | 38 | 35 | 35 | 35 | 38 | 38 | 35 | 35 | 31 | 31 | 31 | 31 | 31 | 31 | 39.6 | 39.6 | 39.6 | 39.6 | 39 | 2.9 | 39 | 39 | 157 | 157 | 157 | 157 | 157 | 157 | 150 | 150 | 142 | 142 | 157 | 157 | 150 | 142 | 142 | 0.6 | 0.6 | 0.6 | 0.6 | 0.6 | 0.6 | 0.6 | 0.6 | 0.6 | 0.6 | 0.09 | 0.09 | 0.1 | 0.1 | 0.025 | 0.025 | 0.025 | 0.025 | 0.025 | 0.25 | 0.025 | 0.025 | 0.025 | 0.025 | 0.025 | 0.025 | 0.025 | 0.025 | 0.025
Volatile Organic Compounds | 0.06 | 0.06 | 0.06 | 0.06 | 0.06 | 0.06 | 0.06 | 0.06 | 0.06 | 0.06 | 0.06 | 0.06 | 0.04 | 0.04 | 0.04 | 0.11 | 0.11 | 0.05 | 0.05 | 0.05 | 0.05 | 0.05 | 0.05 | 0.05 | 0.05 | 0.05 | 0.05 | 1.3 | 1.3 | 1.3 | 1.3 | 10 | 10 | 0.05 | 0.05 | 0.05 | 0.05 | 0.3 | 0.3 | 0.3 | 0.3 | 0.76 | 0.76 | 0.76 | 0.76 | 0.76 | 0.76 | 0.76 | 0.76 | 0.2 | 0.2 | 1.13 | 1.13 | 0.34 | 0.2 | 0.713 | 5.5 | 5.5 | 5.5 | 5.5 | 5.5 | 5.5 | 5.5 | 5.5 | 5.5 | 5.5 | 1.1 | 1.1 | 1 | 1 | 0.017 | 0.017 | 0.017 | 0.017 | 0.017 | 0.017 | 0.017 | 0.017 | 0.017 | 0.017 | 0.017 | 0.017 | 0.017 | 0.017 | 0.017
Lead Compounds | 0.00042 | 0.00042 | 0.00042 | 0.00042 | 0.00042 | 0.00042 | 0.00042 | 0.00042 | 0.00042 | 0.00042 | 0.00042 | 0.00042 | 0.00042 | 0.00042 | 0.00042 | 0.00042 | 0.00042 | 0.00042 | 0.00042 | 0.00042 | 0.00042 | 0.00042 | 0.00042 | 0.00042 | 0.00042 | 0.00042 | 0.00042 | 0.00042 | 0.00042 | 0.00042 | 0.00042 | 0.00042 | 0.00042 | 0.00042 | 0.00042 | 0.00042 | 0.00042 | 0.0089 | 0.0089 | 0.0089 | 0.0089 | 0.00151 | 0.00151 | 0.00151 | 0.00151 | 9e-09 | 9e-09 | 9e-09 | 9e-09 | 9e-09 | 9e-09 | 0.00151 | 9e-09 | 9e-09 | 9e-09 | 9e-09 | 0.0005 | 0.0005 | 0.0005 | 0.0005 | 0.0005 | 0.0005 | 0.0005 | 0.0005 | 0.0005 | 0.0005 | 0.005 | 0.005 | 0.005 | 0.005 | 4.8e-05 | 4.8e-05 | 4.8e-05 | 4.8e-05 | 4.8e-05 | 4.8e-05 | 4.8e-05 | 4.8e-05 | 4.8e-05 | 4.8e-05 | 4.8e-05 | 4.8e-05 | 4.8e-05 | 4.8e-05 | 4.8e-05
Parameter Code | kg/MMBtu | [36 empty] | kg/MMBtu |  |  |  | kg/MMBtu | [14 empty] | kg/MMBtu | [9 empty] | kg/MMBtu |  |  |  | kg/MMBtu
Carbon Dioxide | 93.28 | 93.28 | 93.28 | 97.17 | 97.17 | 93.28 | 97.17 | 93.28 | 93.28 | 93.28 | 97.17 | 97.17 | 93.28 | 93.28 | 97.17 | 93.28 | 97.17 | 93.28 | 93.28 | 93.28 | 97.17 | 97.17 | 97.17 | 93.28 | 93.28 | 97.17 | 97.17 | 93.28 | 93.28 | 97.17 | 97.17 | 93.28 | 97.17 | 93.28 | 97.17 | 93.28 | 97.17 | 103.69 | 103.69 | 103.69 | 103.69 | 75.1 | 75.1 | 75.1 | 75.1 | 72.93 | 72.93 | 75.04 | 75.04 | 73.96 | 73.96 | 75.1 | 72.93 | 75.04 | 73.96 | 73.96 | 53.06 | 53.06 | 53.06 | 53.06 | 53.06 | 53.06 | 53.06 | 53.06 | 53.06 | 53.06 | 64.77 | 64.77 | 62.87 | 62.87 | 93.8 | 93.8 | 93.8 | 93.8 | 93.8 | 93.8 | 93.8 | 93.8 | 93.8 | 93.8 | 93.8 | 93.8 | 93.8 | 93.8 | 93.8
Methane | 0.011 | 0.011 | 0.011 | 0.011 | 0.011 | 0.011 | 0.011 | 0.011 | 0.011 | 0.011 | 0.011 | 0.011 | 0.011 | 0.011 | 0.011 | 0.011 | 0.011 | 0.011 | 0.011 | 0.011 | 0.011 | 0.011 | 0.011 | 0.011 | 0.011 | 0.011 | 0.011 | 0.011 | 0.011 | 0.011 | 0.011 | 0.011 | 0.011 | 0.011 | 0.011 | 0.011 | 0.011 | 0.011 | 0.011 | 0.011 | 0.011 | 0.003 | 0.003 | 0.003 | 0.003 | 0.003 | 0.003 | 0.003 | 0.003 | 0.003 | 0.003 | 0.003 | 0.003 | 0.003 | 0.003 | 0.003 | 0.001 | 0.001 | 0.001 | 0.001 | 0.001 | 0.001 | 0.001 | 0.001 | 0.001 | 0.001 | 0.003 | 0.003 | 0.003 | 0.003 | 0.0072 | 0.0072 | 0.0072 | 0.0072 | 0.0072 | 0.0072 | 0.0072 | 0.0072 | 0.0072 | 0.0072 | 0.0072 | 0.0072 | 0.0072 | 0.0072 | 0.0072
Nitrous Oxide | 0.0016 | 0.0016 | 0.0016 | 0.0016 | 0.0016 | 0.0016 | 0.0016 | 0.0016 | 0.0016 | 0.0016 | 0.0016 | 0.0016 | 0.0016 | 0.0016 | 0.0016 | 0.0016 | 0.0016 | 0.0016 | 0.0016 | 0.0016 | 0.0016 | 0.0016 | 0.0016 | 0.0016 | 0.0016 | 0.0016 | 0.0016 | 0.0016 | 0.0016 | 0.0016 | 0.0016 | 0.0016 | 0.0016 | 0.0016 | 0.0016 | 0.0016 | 0.0016 | 0.0016 | 0.0016 | 0.0016 | 0.0016 | 0.0006 | 0.0006 | 0.0006 | 0.0006 | 0.0006 | 0.0006 | 0.0006 | 0.0006 | 0.0006 | 0.0006 | 0.0006 | 0.0006 | 0.0006 | 0.0006 | 0.0006 | 0.0001 | 0.0001 | 0.0001 | 0.0001 | 0.0001 | 0.0001 | 0.0001 | 0.0001 | 0.0001 | 0.0001 | 0.0006 | 0.0006 | 0.0006 | 0.0006 | 0.0036 | 0.0036 | 0.0036 | 0.0036 | 0.0036 | 0.0036 | 0.0036 | 0.0036 | 0.0036 | 0.0036 | 0.0036 | 0.0036 | 0.0036 | 0.0036 | 0.0036
Carbon Dioxide Equivalent | 94.0318 | 94.0318 | 94.0318 | 97.9218 | 97.9218 | 94.0318 | 97.9218 | 94.0318 | 94.0318 | 94.0318 | 97.9218 | 97.9218 | 94.0318 | 94.0318 | 97.9218 | 94.0318 | 97.9218 | 94.0318 | 94.0318 | 94.0318 | 97.9218 | 97.9218 | 97.9218 | 94.0318 | 94.0318 | 97.9218 | 97.9218 | 94.0318 | 94.0318 | 97.9218 | 97.9218 | 94.0318 | 97.9218 | 94.0318 | 97.9218 | 94.0318 | 97.9218 | 104.4418 | 104.4418 | 104.4418 | 104.4418 | 75.3538 | 75.3538 | 75.3538 | 75.3538 | 73.1838 | 73.1838 | 75.2938 | 75.2938 | 74.2138 | 74.2138 | 75.3538 | 73.1838 | 75.2938 | 74.2138 | 74.2138 | 53.1148 | 53.1148 | 53.1148 | 53.1148 | 53.1148 | 53.1148 | 53.1148 | 53.1148 | 53.1148 | 53.1148 | 65.0238 | 65.0238 | 63.1238 | 63.1238 | 95.0528 | 95.0528 | 95.0528 | 95.0528 | 95.0528 | 95.0528 | 95.0528 | 95.0528 | 95.0528 | 95.0528 | 95.0528 | 95.0528 | 95.0528 | 95.0528 | 95.0528
Parameter Code | lb/ton | [36 empty] | lb/ton |  |  |  | lb/103 gal | [14 empty] | (lb/MMscf) | [9 empty] | lb/10^3 |  |  |  | lb/MMBtu
HAPs - Total | 2081.5841 | 2081.5841 | 2081.5841 | 2081.5841 | 2081.5841 | 1.5841 | 1.5841 | 2401.5841 | 2401.5841 | 2401.5841 | 2401.5841 | 2401.5841 | 1.5841 | 1.5841 | 1.5841 | 1.5841 | 1.5841 | 1.5841 | 1.5841 | 1.5841 | 1.5841 | 1.5841 | 1.5841 | 1.5841 | 1.5841 | 1.5841 | 1.5841 | 1.5841 | 1.5841 | 1.5841 | 1.5841 | 1.5841 | 1.5841 | 1.5841 | 1.5841 | 1.5841 | 1.5841 | 1.595 | 1.6159 | 1.6159 | 1.5852 | 0.49974 | 0.49974 | 0.49974 | 0.49974 | 0.041013 | 0.041013 | 0.041013 | 0.041013 | 0.043123 | 0.043123 | 0.15274 | 0.041013 | 0.041013 | 0.043123 | 0.041013 | 1.888 | 1.888 | 1.888 | 1.888 | 1.888 | 1.888 | 1.888 | 1.888 | 1.888 | 1.888 | 1.888 | 1.888 | 1.888 | 1.888 | 0.038635 | 0.038635 | 0.038635 | 0.038635 | 0.038635 | 0.038635 | 0.038635 | 0.038635 | 0.038635 | 0.038635 | 0.038635 | 0.038635 | 0.038635 | 0.038635 | 0.038635
HAPs | [66 empty] | lb/MMscf
1,1,1-Trichloroethane | 2e-05 | 2e-05 | 2e-05 | 2e-05 | 2e-05 | 2e-05 | 2e-05 | 2e-05 | 2e-05 | 2e-05 | 2e-05 | 2e-05 | 2e-05 | 2e-05 | 2e-05 | 2e-05 | 2e-05 | 2e-05 | 2e-05 | 2e-05 | 2e-05 | 2e-05 | 2e-05 | 2e-05 | 2e-05 | 2e-05 | 2e-05 | 2e-05 | 2e-05 | 2e-05 | 2e-05 | 2e-05 | 2e-05 | 2e-05 | 2e-05 | 2e-05 | 2e-05 | 2e-05 | 2e-05 | 2e-05 | 2e-05 | 0.000236 | 0.000236 | 0.000236 | 0.000236 | 0.000236 | 0.000236 | 0.000236 | 0.000236 | 0.000236 | 0.000236 | 0.000236 | 0.000236 | 0.000236 | 0.000236 | 0.000236 | [14 empty] | 3.1e-05 | 3.1e-05 | 3.1e-05 | 3.1e-05 | 3.1e-05 | 3.1e-05 | 3.1e-05 | 3.1e-05 | 3.1e-05 | 3.1e-05 | 3.1e-05 | 3.1e-05 | 3.1e-05 | 3.1e-05 | 3.1e-05
1,2-Dibromoethane (Ethylene dibromide); EDB | 1.2e-06 | 1.2e-06 | 1.2e-06 | 1.2e-06 | 1.2e-06 | 1.2e-06 | 1.2e-06 | 1.2e-06 | 1.2e-06 | 1.2e-06 | 1.2e-06 | 1.2e-06 | 1.2e-06 | 1.2e-06 | 1.2e-06 | 1.2e-06 | 1.2e-06 | 1.2e-06 | 1.2e-06 | 1.2e-06 | 1.2e-06 | 1.2e-06 | 1.2e-06 | 1.2e-06 | 1.2e-06 | 1.2e-06 | 1.2e-06 | 1.2e-06 | 1.2e-06 | 1.2e-06 | 1.2e-06 | 1.2e-06 | 1.2e-06 | 1.2e-06 | 1.2e-06 | 1.2e-06 | 1.2e-06 | 1.2e-06 | 1.2e-06 | 1.2e-06 | 1.2e-06 | [29 empty] | 5.5e-05 | 5.5e-05 | 5.5e-05 | 5.5e-05 | 5.5e-05 | 5.5e-05 | 5.5e-05 | 5.5e-05 | 5.5e-05 | 5.5e-05 | 5.5e-05 | 5.5e-05 | 5.5e-05 | 5.5e-05 | 5.5e-05
1,2-Dichloroethane | 4e-05 | 4e-05 | 4e-05 | 4e-05 | 4e-05 | 4e-05 | 4e-05 | 4e-05 | 4e-05 | 4e-05 | 4e-05 | 4e-05 | 4e-05 | 4e-05 | 4e-05 | 4e-05 | 4e-05 | 4e-05 | 4e-05 | 4e-05 | 4e-05 | 4e-05 | 4e-05 | 4e-05 | 4e-05 | 4e-05 | 4e-05 | 4e-05 | 4e-05 | 4e-05 | 4e-05 | 4e-05 | 4e-05 | 4e-05 | 4e-05 | 4e-05 | 4e-05 | 4e-05 | 4e-05 | 4e-05 | 4e-05 | [29 empty] | 2.9e-05 | 2.9e-05 | 2.9e-05 | 2.9e-05 | 2.9e-05 | 2.9e-05 | 2.9e-05 | 2.9e-05 | 2.9e-05 | 2.9e-05 | 2.9e-05 | 2.9e-05 | 2.9e-05 | 2.9e-05 | 2.9e-05
1,4-Dichlorobenzene (para-) | [56 empty] | 0.0012 | 0.0012 | 0.0012 | 0.0012 | 0.0012 | 0.0012 | 0.0012 | 0.0012 | 0.0012 | 0.0012 | 0.0012 | 0.0012 | 0.0012 | 0.0012
1,2-Dichloropropane | [70 empty] | 3.3e-05 | 3.3e-05 | 3.3e-05 | 3.3e-05 | 3.3e-05 | 3.3e-05 | 3.3e-05 | 3.3e-05 | 3.3e-05 | 3.3e-05 | 3.3e-05 | 3.3e-05 | 3.3e-05 | 3.3e-05 | 3.3e-05
2,4,6-Trichlorophenol | [70 empty] | 2.2e-08 | 2.2e-08 | 2.2e-08 | 2.2e-08 | 2.2e-08 | 2.2e-08 | 2.2e-08 | 2.2e-08 | 2.2e-08 | 2.2e-08 | 2.2e-08 | 2.2e-08 | 2.2e-08 | 2.2e-08 | 2.2e-08
2,4-Dinitrophenol | [70 empty] | 1.8e-07 | 1.8e-07 | 1.8e-07 | 1.8e-07 | 1.8e-07 | 1.8e-07 | 1.8e-07 | 1.8e-07 | 1.8e-07 | 1.8e-07 | 1.8e-07 | 1.8e-07 | 1.8e-07 | 1.8e-07 | 1.8e-07
2,4-Dinitrotoluene | 2.8e-07 | 2.8e-07 | 2.8e-07 | 2.8e-07 | 2.8e-07 | 2.8e-07 | 2.8e-07 | 2.8e-07 | 2.8e-07 | 2.8e-07 | 2.8e-07 | 2.8e-07 | 2.8e-07 | 2.8e-07 | 2.8e-07 | 2.8e-07 | 2.8e-07 | 2.8e-07 | 2.8e-07 | 2.8e-07 | 2.8e-07 | 2.8e-07 | 2.8e-07 | 2.8e-07 | 2.8e-07 | 2.8e-07 | 2.8e-07 | 2.8e-07 | 2.8e-07 | 2.8e-07 | 2.8e-07 | 2.8e-07 | 2.8e-07 | 2.8e-07 | 2.8e-07 | 2.8e-07 | 2.8e-07 | 2.8e-07 | 2.8e-07 | 2.8e-07 | 2.8e-07
2-Chloroacetophenone | 7e-06 | 7e-06 | 7e-06 | 7e-06 | 7e-06 | 7e-06 | 7e-06 | 7e-06 | 7e-06 | 7e-06 | 7e-06 | 7e-06 | 7e-06 | 7e-06 | 7e-06 | 7e-06 | 7e-06 | 7e-06 | 7e-06 | 7e-06 | 7e-06 | 7e-06 | 7e-06 | 7e-06 | 7e-06 | 7e-06 | 7e-06 | 7e-06 | 7e-06 | 7e-06 | 7e-06 | 7e-06 | 7e-06 | 7e-06 | 7e-06 | 7e-06 | 7e-06 | 7e-06 | 7e-06 | 7e-06 | 7e-06
Acetaldehyde | 0.00057 | 0.00057 | 0.00057 | 0.00057 | 0.00057 | 0.00057 | 0.00057 | 0.00057 | 0.00057 | 0.00057 | 0.00057 | 0.00057 | 0.00057 | 0.00057 | 0.00057 | 0.00057 | 0.00057 | 0.00057 | 0.00057 | 0.00057 | 0.00057 | 0.00057 | 0.00057 | 0.00057 | 0.00057 | 0.00057 | 0.00057 | 0.00057 | 0.00057 | 0.00057 | 0.00057 | 0.00057 | 0.00057 | 0.00057 | 0.00057 | 0.00057 | 0.00057 | 0.00057 | 0.00057 | 0.00057 | 0.00057 | [29 empty] | 0.00083 | 0.00083 | 0.00083 | 0.00083 | 0.00083 | 0.00083 | 0.00083 | 0.00083 | 0.00083 | 0.00083 | 0.00083 | 0.00083 | 0.00083 | 0.00083 | 0.00083
Acetophenone | 1.5e-05 | 1.5e-05 | 1.5e-05 | 1.5e-05 | 1.5e-05 | 1.5e-05 | 1.5e-05 | 1.5e-05 | 1.5e-05 | 1.5e-05 | 1.5e-05 | 1.5e-05 | 1.5e-05 | 1.5e-05 | 1.5e-05 | 1.5e-05 | 1.5e-05 | 1.5e-05 | 1.5e-05 | 1.5e-05 | 1.5e-05 | 1.5e-05 | 1.5e-05 | 1.5e-05 | 1.5e-05 | 1.5e-05 | 1.5e-05 | 1.5e-05 | 1.5e-05 | 1.5e-05 | 1.5e-05 | 1.5e-05 | 1.5e-05 | 1.5e-05 | 1.5e-05 | 1.5e-05 | 1.5e-05 | 1.5e-05 | 1.5e-05 | 1.5e-05 | 1.5e-05 | [29 empty] | 3.2e-09 | 3.2e-09 | 3.2e-09 | 3.2e-09 | 3.2e-09 | 3.2e-09 | 3.2e-09 | 3.2e-09 | 3.2e-09 | 3.2e-09 | 3.2e-09 | 3.2e-09 | 3.2e-09 | 3.2e-09 | 3.2e-09
Acrolein | 0.00029 | 0.00029 | 0.00029 | 0.00029 | 0.00029 | 0.00029 | 0.00029 | 0.00029 | 0.00029 | 0.00029 | 0.00029 | 0.00029 | 0.00029 | 0.00029 | 0.00029 | 0.00029 | 0.00029 | 0.00029 | 0.00029 | 0.00029 | 0.00029 | 0.00029 | 0.00029 | 0.00029 | 0.00029 | 0.00029 | 0.00029 | 0.00029 | 0.00029 | 0.00029 | 0.00029 | 0.00029 | 0.00029 | 0.00029 | 0.00029 | 0.00029 | 0.00029 | 0.00029 | 0.00029 | 0.00029 | 0.00029 | [29 empty] | 0.004 | 0.004 | 0.004 | 0.004 | 0.004 | 0.004 | 0.004 | 0.004 | 0.004 | 0.004 | 0.004 | 0.004 | 0.004 | 0.004 | 0.004
Antimony compounds | 0.00225 | 0.00225 | 0.00225 | 0.00225 | 0.00225 | 0.00225 | 0.00225 | 0.00225 | 0.00225 | 0.00225 | 0.00225 | 0.00225 | 0.00225 | 0.00225 | 0.00225 | 0.00225 | 0.00225 | 0.00225 | 0.00225 | 0.00225 | 0.00225 | 0.00225 | 0.00225 | 0.00225 | 0.00225 | 0.00225 | 0.00225 | 0.00225 | 0.00225 | 0.00225 | 0.00225 | 0.00225 | 0.00225 | 0.00225 | 0.00225 | 0.00225 | 0.00225 | 0.00225 | 0.00225 | 0.00225 | 0.00225 | 0.00525 | 0.00525 | 0.00525 | 0.00525 | [6 empty] | 0.00525 | [18 empty] | 7.9e-06 | 7.9e-06 | 7.9e-06 | 7.9e-06 | 7.9e-06 | 7.9e-06 | 7.9e-06 | 7.9e-06 | 7.9e-06 | 7.9e-06 | 7.9e-06 | 7.9e-06 | 7.9e-06 | 7.9e-06 | 7.9e-06
Arsenic compounds | 0.05125 | 0.05125 | 0.05125 | 0.05125 | 0.05125 | 0.05125 | 0.05125 | 0.05125 | 0.05125 | 0.05125 | 0.05125 | 0.05125 | 0.05125 | 0.05125 | 0.05125 | 0.05125 | 0.05125 | 0.05125 | 0.05125 | 0.05125 | 0.05125 | 0.05125 | 0.05125 | 0.05125 | 0.05125 | 0.05125 | 0.05125 | 0.05125 | 0.05125 | 0.05125 | 0.05125 | 0.05125 | 0.05125 | 0.05125 | 0.05125 | 0.05125 | 0.05125 | 0.00019 | 0.05125 | 0.05125 | 0.05125 | 0.00132 | 0.00132 | 0.00132 | 0.00132 | 4e-09 | 4e-09 | 4e-09 | 4e-09 | 4e-09 | 4e-09 | 0.00132 | 4e-09 | 4e-09 | 4e-09 | 4e-09 | 0.0002 | 0.0002 | 0.0002 | 0.0002 | 0.0002 | 0.0002 | 0.0002 | 0.0002 | 0.0002 | 0.0002 | 0.0002 | 0.0002 | 0.0002 | 0.0002 | 2.2e-05 | 2.2e-05 | 2.2e-05 | 2.2e-05 | 2.2e-05 | 2.2e-05 | 2.2e-05 | 2.2e-05 | 2.2e-05 | 2.2e-05 | 2.2e-05 | 2.2e-05 | 2.2e-05 | 2.2e-05 | 2.2e-05
Benzene | 0.0013 | 0.0013 | 0.0013 | 0.0013 | 0.0013 | 0.0013 | 0.0013 | 0.0013 | 0.0013 | 0.0013 | 0.0013 | 0.0013 | 0.0013 | 0.0013 | 0.0013 | 0.0013 | 0.0013 | 0.0013 | 0.0013 | 0.0013 | 0.0013 | 0.0013 | 0.0013 | 0.0013 | 0.0013 | 0.0013 | 0.0013 | 0.0013 | 0.0013 | 0.0013 | 0.0013 | 0.0013 | 0.0013 | 0.0013 | 0.0013 | 0.0013 | 0.0013 | 0.0013 | 0.0013 | 0.0013 | 0.0013 | 0.000214 | 0.000214 | 0.000214 | 0.000214 | 0.000214 | 0.000214 | 0.000214 | 0.000214 | 0.000214 | 0.000214 | 0.000214 | 0.000214 | 0.000214 | 0.000214 | 0.000214 | 0.0021 | 0.0021 | 0.0021 | 0.0021 | 0.0021 | 0.0021 | 0.0021 | 0.0021 | 0.0021 | 0.0021 | 0.0021 | 0.0021 | 0.0021 | 0.0021 | 0.0042 | 0.0042 | 0.0042 | 0.0042 | 0.0042 | 0.0042 | 0.0042 | 0.0042 | 0.0042 | 0.0042 | 0.0042 | 0.0042 | 0.0042 | 0.0042 | 0.0042
Benzyl chloride | 0.0007 | 0.0007 | 0.0007 | 0.0007 | 0.0007 | 0.0007 | 0.0007 | 0.0007 | 0.0007 | 0.0007 | 0.0007 | 0.0007 | 0.0007 | 0.0007 | 0.0007 | 0.0007 | 0.0007 | 0.0007 | 0.0007 | 0.0007 | 0.0007 | 0.0007 | 0.0007 | 0.0007 | 0.0007 | 0.0007 | 0.0007 | 0.0007 | 0.0007 | 0.0007 | 0.0007 | 0.0007 | 0.0007 | 0.0007 | 0.0007 | 0.0007 | 0.0007 | 0.0007 | 0.0007 | 0.0007 | 0.0007
Beryllium Compounds | 0.002625 | 0.002625 | 0.002625 | 0.002625 | 0.002625 | 0.002625 | 0.002625 | 0.002625 | 0.002625 | 0.002625 | 0.002625 | 0.002625 | 0.002625 | 0.002625 | 0.002625 | 0.002625 | 0.002625 | 0.002625 | 0.002625 | 0.002625 | 0.002625 | 0.002625 | 0.002625 | 0.002625 | 0.002625 | 0.002625 | 0.002625 | 0.002625 | 0.002625 | 0.002625 | 0.002625 | 0.002625 | 0.002625 | 0.002625 | 0.002625 | 0.002625 | 0.002625 | 0.00031 | 0.002625 | 0.002625 | 0.002625 | 2.78e-05 | 2.78e-05 | 2.78e-05 | 2.78e-05 | 8e-09 | 8e-09 | 8e-09 | 8e-09 | 8e-09 | 8e-09 | 2.78e-05 | 8e-09 | 8e-09 | 8e-09 | 8e-09 | 1.2e-05 | 1.2e-05 | 1.2e-05 | 1.2e-05 | 1.2e-05 | 1.2e-05 | 1.2e-05 | 1.2e-05 | 1.2e-05 | 1.2e-05 | 1.2e-05 | 1.2e-05 | 1.2e-05 | 1.2e-05 | 1.1e-06 | 1.1e-06 | 1.1e-06 | 1.1e-06 | 1.1e-06 | 1.1e-06 | 1.1e-06 | 1.1e-06 | 1.1e-06 | 1.1e-06 | 1.1e-06 | 1.1e-06 | 1.1e-06 | 1.1e-06 | 1.1e-06
Bis(2-ethylhexyl) phthalate | 7.3e-05 | 7.3e-05 | 7.3e-05 | 7.3e-05 | 7.3e-05 | 7.3e-05 | 7.3e-05 | 7.3e-05 | 7.3e-05 | 7.3e-05 | 7.3e-05 | 7.3e-05 | 7.3e-05 | 7.3e-05 | 7.3e-05 | 7.3e-05 | 7.3e-05 | 7.3e-05 | 7.3e-05 | 7.3e-05 | 7.3e-05 | 7.3e-05 | 7.3e-05 | 7.3e-05 | 7.3e-05 | 7.3e-05 | 7.3e-05 | 7.3e-05 | 7.3e-05 | 7.3e-05 | 7.3e-05 | 7.3e-05 | 7.3e-05 | 7.3e-05 | 7.3e-05 | 7.3e-05 | 7.3e-05 | 7.3e-05 | 7.3e-05 | 7.3e-05 | 7.3e-05 | [29 empty] | 4.7e-08 | 4.7e-08 | 4.7e-08 | 4.7e-08 | 4.7e-08 | 4.7e-08 | 4.7e-08 | 4.7e-08 | 4.7e-08 | 4.7e-08 | 4.7e-08 | 4.7e-08 | 4.7e-08 | 4.7e-08 | 4.7e-08
Bromoform | 3.9e-05 | 3.9e-05 | 3.9e-05 | 3.9e-05 | 3.9e-05 | 3.9e-05 | 3.9e-05 | 3.9e-05 | 3.9e-05 | 3.9e-05 | 3.9e-05 | 3.9e-05 | 3.9e-05 | 3.9e-05 | 3.9e-05 | 3.9e-05 | 3.9e-05 | 3.9e-05 | 3.9e-05 | 3.9e-05 | 3.9e-05 | 3.9e-05 | 3.9e-05 | 3.9e-05 | 3.9e-05 | 3.9e-05 | 3.9e-05 | 3.9e-05 | 3.9e-05 | 3.9e-05 | 3.9e-05 | 3.9e-05 | 3.9e-05 | 3.9e-05 | 3.9e-05 | 3.9e-05 | 3.9e-05 | 3.9e-05 | 3.9e-05 | 3.9e-05 | 3.9e-05
Bromomethane (Methyl bromide) | 0.00016 | 0.00016 | 0.00016 | 0.00016 | 0.00016 | 0.00016 | 0.00016 | 0.00016 | 0.00016 | 0.00016 | 0.00016 | 0.00016 | 0.00016 | 0.00016 | 0.00016 | 0.00016 | 0.00016 | 0.00016 | 0.00016 | 0.00016 | 0.00016 | 0.00016 | 0.00016 | 0.00016 | 0.00016 | 0.00016 | 0.00016 | 0.00016 | 0.00016 | 0.00016 | 0.00016 | 0.00016 | 0.00016 | 0.00016 | 0.00016 | 0.00016 | 0.00016 | 0.00016 | 0.00016 | 0.00016 | 0.00016 | [29 empty] | 1.5e-05 | 1.5e-05 | 1.5e-05 | 1.5e-05 | 1.5e-05 | 1.5e-05 | 1.5e-05 | 1.5e-05 | 1.5e-05 | 1.5e-05 | 1.5e-05 | 1.5e-05 | 1.5e-05 | 1.5e-05 | 1.5e-05
Cadmium compounds | 0.006375 | 0.006375 | 0.006375 | 0.006375 | 0.006375 | 0.006375 | 0.006375 | 0.006375 | 0.006375 | 0.006375 | 0.006375 | 0.006375 | 0.006375 | 0.006375 | 0.006375 | 0.006375 | 0.006375 | 0.006375 | 0.006375 | 0.006375 | 0.006375 | 0.006375 | 0.006375 | 0.006375 | 0.006375 | 0.006375 | 0.006375 | 0.006375 | 0.006375 | 0.006375 | 0.006375 | 0.006375 | 0.006375 | 0.006375 | 0.006375 | 0.006375 | 0.006375 | 7.1e-05 | 0.006375 | 0.006375 | 0.006375 | 0.000398 | 0.000398 | 0.000398 | 0.000398 | 3e-09 | 3e-09 | 3e-09 | 3e-09 | 3e-09 | 3e-09 | 0.000398 | 3e-09 | 3e-09 | 3e-09 | 3e-09 | 0.0011 | 0.0011 | 0.0011 | 0.0011 | 0.0011 | 0.0011 | 0.0011 | 0.0011 | 0.0011 | 0.0011 | 0.0011 | 0.0011 | 0.0011 | 0.0011 | 4.1e-06 | 4.1e-06 | 4.1e-06 | 4.1e-06 | 4.1e-06 | 4.1e-06 | 4.1e-06 | 4.1e-06 | 4.1e-06 | 4.1e-06 | 4.1e-06 | 4.1e-06 | 4.1e-06 | 4.1e-06 | 4.1e-06
Carbon disulfide | 0.00013 | 0.00013 | 0.00013 | 0.00013 | 0.00013 | 0.00013 | 0.00013 | 0.00013 | 0.00013 | 0.00013 | 0.00013 | 0.00013 | 0.00013 | 0.00013 | 0.00013 | 0.00013 | 0.00013 | 0.00013 | 0.00013 | 0.00013 | 0.00013 | 0.00013 | 0.00013 | 0.00013 | 0.00013 | 0.00013 | 0.00013 | 0.00013 | 0.00013 | 0.00013 | 0.00013 | 0.00013 | 0.00013 | 0.00013 | 0.00013 | 0.00013 | 0.00013 | 0.00013 | 0.00013 | 0.00013 | 0.00013
Carbon tetrachloride | [70 empty] | 4.5e-05 | 4.5e-05 | 4.5e-05 | 4.5e-05 | 4.5e-05 | 4.5e-05 | 4.5e-05 | 4.5e-05 | 4.5e-05 | 4.5e-05 | 4.5e-05 | 4.5e-05 | 4.5e-05 | 4.5e-05 | 4.5e-05
Chlorine | [41 empty] | 0.347 | 0.347 | 0.347 | 0.347 | [25 empty] | 0.00079 | 0.00079 | 0.00079 | 0.00079 | 0.00079 | 0.00079 | 0.00079 | 0.00079 | 0.00079 | 0.00079 | 0.00079 | 0.00079 | 0.00079 | 0.00079 | 0.00079
Chlorobenzene (Monochlorobenzene) | 2.2e-05 | 2.2e-05 | 2.2e-05 | 2.2e-05 | 2.2e-05 | 2.2e-05 | 2.2e-05 | 2.2e-05 | 2.2e-05 | 2.2e-05 | 2.2e-05 | 2.2e-05 | 2.2e-05 | 2.2e-05 | 2.2e-05 | 2.2e-05 | 2.2e-05 | 2.2e-05 | 2.2e-05 | 2.2e-05 | 2.2e-05 | 2.2e-05 | 2.2e-05 | 2.2e-05 | 2.2e-05 | 2.2e-05 | 2.2e-05 | 2.2e-05 | 2.2e-05 | 2.2e-05 | 2.2e-05 | 2.2e-05 | 2.2e-05 | 2.2e-05 | 2.2e-05 | 2.2e-05 | 2.2e-05 | 2.2e-05 | 2.2e-05 | 2.2e-05 | 2.2e-05 | [29 empty] | 3.3e-05 | 3.3e-05 | 3.3e-05 | 3.3e-05 | 3.3e-05 | 3.3e-05 | 3.3e-05 | 3.3e-05 | 3.3e-05 | 3.3e-05 | 3.3e-05 | 3.3e-05 | 3.3e-05 | 3.3e-05 | 3.3e-05
Chloroethane | 4.2e-05 | 4.2e-05 | 4.2e-05 | 4.2e-05 | 4.2e-05 | 4.2e-05 | 4.2e-05 | 4.2e-05 | 4.2e-05 | 4.2e-05 | 4.2e-05 | 4.2e-05 | 4.2e-05 | 4.2e-05 | 4.2e-05 | 4.2e-05 | 4.2e-05 | 4.2e-05 | 4.2e-05 | 4.2e-05 | 4.2e-05 | 4.2e-05 | 4.2e-05 | 4.2e-05 | 4.2e-05 | 4.2e-05 | 4.2e-05 | 4.2e-05 | 4.2e-05 | 4.2e-05 | 4.2e-05 | 4.2e-05 | 4.2e-05 | 4.2e-05 | 4.2e-05 | 4.2e-05 | 4.2e-05 | 4.2e-05 | 4.2e-05 | 4.2e-05 | 4.2e-05
Chloroform | 5.9e-05 | 5.9e-05 | 5.9e-05 | 5.9e-05 | 5.9e-05 | 5.9e-05 | 5.9e-05 | 5.9e-05 | 5.9e-05 | 5.9e-05 | 5.9e-05 | 5.9e-05 | 5.9e-05 | 5.9e-05 | 5.9e-05 | 5.9e-05 | 5.9e-05 | 5.9e-05 | 5.9e-05 | 5.9e-05 | 5.9e-05 | 5.9e-05 | 5.9e-05 | 5.9e-05 | 5.9e-05 | 5.9e-05 | 5.9e-05 | 5.9e-05 | 5.9e-05 | 5.9e-05 | 5.9e-05 | 5.9e-05 | 5.9e-05 | 5.9e-05 | 5.9e-05 | 5.9e-05 | 5.9e-05 | 5.9e-05 | 5.9e-05 | 5.9e-05 | 5.9e-05 | [29 empty] | 2.8e-05 | 2.8e-05 | 2.8e-05 | 2.8e-05 | 2.8e-05 | 2.8e-05 | 2.8e-05 | 2.8e-05 | 2.8e-05 | 2.8e-05 | 2.8e-05 | 2.8e-05 | 2.8e-05 | 2.8e-05 | 2.8e-05
Chloromethane | 0.00053 | 0.00053 | 0.00053 | 0.00053 | 0.00053 | 0.00053 | 0.00053 | 0.00053 | 0.00053 | 0.00053 | 0.00053 | 0.00053 | 0.00053 | 0.00053 | 0.00053 | 0.00053 | 0.00053 | 0.00053 | 0.00053 | 0.00053 | 0.00053 | 0.00053 | 0.00053 | 0.00053 | 0.00053 | 0.00053 | 0.00053 | 0.00053 | 0.00053 | 0.00053 | 0.00053 | 0.00053 | 0.00053 | 0.00053 | 0.00053 | 0.00053 | 0.00053 | 0.00053 | 0.00053 | 0.00053 | 0.00053 | [29 empty] | 2.3e-05 | 2.3e-05 | 2.3e-05 | 2.3e-05 | 2.3e-05 | 2.3e-05 | 2.3e-05 | 2.3e-05 | 2.3e-05 | 2.3e-05 | 2.3e-05 | 2.3e-05 | 2.3e-05 | 2.3e-05 | 2.3e-05
Chromium compounds | 0.042375 | 0.042375 | 0.042375 | 0.042375 | 0.042375 | 0.042375 | 0.042375 | 0.042375 | 0.042375 | 0.042375 | 0.042375 | 0.042375 | 0.042375 | 0.042375 | 0.042375 | 0.042375 | 0.042375 | 0.042375 | 0.042375 | 0.042375 | 0.042375 | 0.042375 | 0.042375 | 0.042375 | 0.042375 | 0.042375 | 0.042375 | 0.042375 | 0.042375 | 0.042375 | 0.042375 | 0.042375 | 0.042375 | 0.042375 | 0.042375 | 0.042375 | 0.042375 | 0.028 | 0.042375 | 0.042375 | 0.042375 | 0.000845 | 0.000845 | 0.000845 | 0.000845 | 3e-09 | 3e-09 | 3e-09 | 3e-09 | 3e-09 | 3e-09 | 0.000845 | 3e-09 | 3e-09 | 3e-09 | 3e-09 | 0.0014 | 0.0014 | 0.0014 | 0.0014 | 0.0014 | 0.0014 | 0.0014 | 0.0014 | 0.0014 | 0.0014 | 0.0014 | 0.0014 | 0.0014 | 0.0014 | 2.1e-05 | 2.1e-05 | 2.1e-05 | 2.1e-05 | 2.1e-05 | 2.1e-05 | 2.1e-05 | 2.1e-05 | 2.1e-05 | 2.1e-05 | 2.1e-05 | 2.1e-05 | 2.1e-05 | 2.1e-05 | 2.1e-05
Cobalt compounds | 0.0125 | 0.0125 | 0.0125 | 0.0125 | 0.0125 | 0.0125 | 0.0125 | 0.0125 | 0.0125 | 0.0125 | 0.0125 | 0.0125 | 0.0125 | 0.0125 | 0.0125 | 0.0125 | 0.0125 | 0.0125 | 0.0125 | 0.0125 | 0.0125 | 0.0125 | 0.0125 | 0.0125 | 0.0125 | 0.0125 | 0.0125 | 0.0125 | 0.0125 | 0.0125 | 0.0125 | 0.0125 | 0.0125 | 0.0125 | 0.0125 | 0.0125 | 0.0125 | 0.0125 | 0.0125 | 0.0125 | 0.0125 | 0.00602 | 0.00602 | 0.00602 | 0.00602 | [6 empty] | 0.00602 |  |  |  |  | 8.4e-05 | 8.4e-05 | 8.4e-05 | 8.4e-05 | 8.4e-05 | 8.4e-05 | 8.4e-05 | 8.4e-05 | 8.4e-05 | 8.4e-05 | 8.4e-05 | 8.4e-05 | 8.4e-05 | 8.4e-05 | 6.5e-06 | 6.5e-06 | 6.5e-06 | 6.5e-06 | 6.5e-06 | 6.5e-06 | 6.5e-06 | 6.5e-06 | 6.5e-06 | 6.5e-06 | 6.5e-06 | 6.5e-06 | 6.5e-06 | 6.5e-06 | 6.5e-06
Cumene (Isopropylbenzene) | 5.3e-06 | 5.3e-06 | 5.3e-06 | 5.3e-06 | 5.3e-06 | 5.3e-06 | 5.3e-06 | 5.3e-06 | 5.3e-06 | 5.3e-06 | 5.3e-06 | 5.3e-06 | 5.3e-06 | 5.3e-06 | 5.3e-06 | 5.3e-06 | 5.3e-06 | 5.3e-06 | 5.3e-06 | 5.3e-06 | 5.3e-06 | 5.3e-06 | 5.3e-06 | 5.3e-06 | 5.3e-06 | 5.3e-06 | 5.3e-06 | 5.3e-06 | 5.3e-06 | 5.3e-06 | 5.3e-06 | 5.3e-06 | 5.3e-06 | 5.3e-06 | 5.3e-06 | 5.3e-06 | 5.3e-06 | 5.3e-06 | 5.3e-06 | 5.3e-06 | 5.3e-06
Cyanide compounds | 0.0025 | 0.0025 | 0.0025 | 0.0025 | 0.0025 | 0.0025 | 0.0025 | 0.0025 | 0.0025 | 0.0025 | 0.0025 | 0.0025 | 0.0025 | 0.0025 | 0.0025 | 0.0025 | 0.0025 | 0.0025 | 0.0025 | 0.0025 | 0.0025 | 0.0025 | 0.0025 | 0.0025 | 0.0025 | 0.0025 | 0.0025 | 0.0025 | 0.0025 | 0.0025 | 0.0025 | 0.0025 | 0.0025 | 0.0025 | 0.0025 | 0.0025 | 0.0025 | 0.0025 | 0.0025 | 0.0025 | 0.0025
Dichloromethane (Methylene chloride) | 0.00029 | 0.00029 | 0.00029 | 0.00029 | 0.00029 | 0.00029 | 0.00029 | 0.00029 | 0.00029 | 0.00029 | 0.00029 | 0.00029 | 0.00029 | 0.00029 | 0.00029 | 0.00029 | 0.00029 | 0.00029 | 0.00029 | 0.00029 | 0.00029 | 0.00029 | 0.00029 | 0.00029 | 0.00029 | 0.00029 | 0.00029 | 0.00029 | 0.00029 | 0.00029 | 0.00029 | 0.00029 | 0.00029 | 0.00029 | 0.00029 | 0.00029 | 0.00029 | 0.00029 | 0.00029 | 0.00029 | 0.00029 | [29 empty] | 0.00029 | 0.00029 | 0.00029 | 0.00029 | 0.00029 | 0.00029 | 0.00029 | 0.00029 | 0.00029 | 0.00029 | 0.00029 | 0.00029 | 0.00029 | 0.00029 | 0.00029
Dimethyl sulfate | 4.8e-05 | 4.8e-05 | 4.8e-05 | 4.8e-05 | 4.8e-05 | 4.8e-05 | 4.8e-05 | 4.8e-05 | 4.8e-05 | 4.8e-05 | 4.8e-05 | 4.8e-05 | 4.8e-05 | 4.8e-05 | 4.8e-05 | 4.8e-05 | 4.8e-05 | 4.8e-05 | 4.8e-05 | 4.8e-05 | 4.8e-05 | 4.8e-05 | 4.8e-05 | 4.8e-05 | 4.8e-05 | 4.8e-05 | 4.8e-05 | 4.8e-05 | 4.8e-05 | 4.8e-05 | 4.8e-05 | 4.8e-05 | 4.8e-05 | 4.8e-05 | 4.8e-05 | 4.8e-05 | 4.8e-05 | 4.8e-05 | 4.8e-05 | 4.8e-05 | 4.8e-05
Ethylbenzene | 9.4e-05 | 9.4e-05 | 9.4e-05 | 9.4e-05 | 9.4e-05 | 9.4e-05 | 9.4e-05 | 9.4e-05 | 9.4e-05 | 9.4e-05 | 9.4e-05 | 9.4e-05 | 9.4e-05 | 9.4e-05 | 9.4e-05 | 9.4e-05 | 9.4e-05 | 9.4e-05 | 9.4e-05 | 9.4e-05 | 9.4e-05 | 9.4e-05 | 9.4e-05 | 9.4e-05 | 9.4e-05 | 9.4e-05 | 9.4e-05 | 9.4e-05 | 9.4e-05 | 9.4e-05 | 9.4e-05 | 9.4e-05 | 9.4e-05 | 9.4e-05 | 9.4e-05 | 9.4e-05 | 9.4e-05 | 9.4e-05 | 9.4e-05 | 9.4e-05 | 9.4e-05 | 6.36e-05 | 6.36e-05 | 6.36e-05 | 6.36e-05 | 6.36e-05 | 6.36e-05 | 6.36e-05 | 6.36e-05 | 6.36e-05 | 6.36e-05 | 6.36e-05 | 6.36e-05 | 6.36e-05 | 6.36e-05 | 6.36e-05 | [14 empty] | 3.1e-05 | 3.1e-05 | 3.1e-05 | 3.1e-05 | 3.1e-05 | 3.1e-05 | 3.1e-05 | 3.1e-05 | 3.1e-05 | 3.1e-05 | 3.1e-05 | 3.1e-05 | 3.1e-05 | 3.1e-05 | 3.1e-05
Formaldehyde | 0.00024 | 0.00024 | 0.00024 | 0.00024 | 0.00024 | 0.00024 | 0.00024 | 0.00024 | 0.00024 | 0.00024 | 0.00024 | 0.00024 | 0.00024 | 0.00024 | 0.00024 | 0.00024 | 0.00024 | 0.00024 | 0.00024 | 0.00024 | 0.00024 | 0.00024 | 0.00024 | 0.00024 | 0.00024 | 0.00024 | 0.00024 | 0.00024 | 0.00024 | 0.00024 | 0.00024 | 0.00024 | 0.00024 | 0.00024 | 0.00024 | 0.00024 | 0.00024 | 0.00024 | 0.00024 | 0.00024 | 0.00024 | 0.033 | 0.033 | 0.033 | 0.033 | 0.033 | 0.033 | 0.033 | 0.033 | 0.033 | 0.033 | 0.033 | 0.033 | 0.033 | 0.033 | 0.033 | 0.075 | 0.075 | 0.075 | 0.075 | 0.075 | 0.075 | 0.075 | 0.075 | 0.075 | 0.075 | 0.075 | 0.075 | 0.075 | 0.075 | 0.0044 | 0.0044 | 0.0044 | 0.0044 | 0.0044 | 0.0044 | 0.0044 | 0.0044 | 0.0044 | 0.0044 | 0.0044 | 0.0044 | 0.0044 | 0.0044 | 0.0044
Hexane | 6.7e-05 | 6.7e-05 | 6.7e-05 | 6.7e-05 | 6.7e-05 | 6.7e-05 | 6.7e-05 | 6.7e-05 | 6.7e-05 | 6.7e-05 | 6.7e-05 | 6.7e-05 | 6.7e-05 | 6.7e-05 | 6.7e-05 | 6.7e-05 | 6.7e-05 | 6.7e-05 | 6.7e-05 | 6.7e-05 | 6.7e-05 | 6.7e-05 | 6.7e-05 | 6.7e-05 | 6.7e-05 | 6.7e-05 | 6.7e-05 | 6.7e-05 | 6.7e-05 | 6.7e-05 | 6.7e-05 | 6.7e-05 | 6.7e-05 | 6.7e-05 | 6.7e-05 | 6.7e-05 | 6.7e-05 | 6.7e-05 | 6.7e-05 | 6.7e-05 | 6.7e-05 | [15 empty] | 1.8 | 1.8 | 1.8 | 1.8 | 1.8 | 1.8 | 1.8 | 1.8 | 1.8 | 1.8 | 1.8 | 1.8 | 1.8 | 1.8
Hydrogen Chloride | 1.2 | 1.2 | 1.2 | 1.2 | 1.2 | 1.2 | 1.2 | 1.2 | 1.2 | 1.2 | 1.2 | 1.2 | 1.2 | 1.2 | 1.2 | 1.2 | 1.2 | 1.2 | 1.2 | 1.2 | 1.2 | 1.2 | 1.2 | 1.2 | 1.2 | 1.2 | 1.2 | 1.2 | 1.2 | 1.2 | 1.2 | 1.2 | 1.2 | 1.2 | 1.2 | 1.2 | 1.2 | 1.2 | 1.2 | 1.2 | 1.2 | [29 empty] | 0.019 | 0.019 | 0.019 | 0.019 | 0.019 | 0.019 | 0.019 | 0.019 | 0.019 | 0.019 | 0.019 | 0.019 | 0.019 | 0.019 | 0.019
Hydrogen Fluoride | 0.15 | 0.15 | 0.15 | 0.15 | 0.15 | 0.15 | 0.15 | 0.15 | 0.15 | 0.15 | 0.15 | 0.15 | 0.15 | 0.15 | 0.15 | 0.15 | 0.15 | 0.15 | 0.15 | 0.15 | 0.15 | 0.15 | 0.15 | 0.15 | 0.15 | 0.15 | 0.15 | 0.15 | 0.15 | 0.15 | 0.15 | 0.15 | 0.15 | 0.15 | 0.15 | 0.15 | 0.15 | 0.15 | 0.15 | 0.15 | 0.15
Isophorone | 0.00058 | 0.00058 | 0.00058 | 0.00058 | 0.00058 | 0.00058 | 0.00058 | 0.00058 | 0.00058 | 0.00058 | 0.00058 | 0.00058 | 0.00058 | 0.00058 | 0.00058 | 0.00058 | 0.00058 | 0.00058 | 0.00058 | 0.00058 | 0.00058 | 0.00058 | 0.00058 | 0.00058 | 0.00058 | 0.00058 | 0.00058 | 0.00058 | 0.00058 | 0.00058 | 0.00058 | 0.00058 | 0.00058 | 0.00058 | 0.00058 | 0.00058 | 0.00058 | 0.00058 | 0.00058 | 0.00058 | 0.00058
Manganese compounds | 0.06125 | 0.06125 | 0.06125 | 0.06125 | 0.06125 | 0.06125 | 0.06125 | 0.06125 | 0.06125 | 0.06125 | 0.06125 | 0.06125 | 0.06125 | 0.06125 | 0.06125 | 0.06125 | 0.06125 | 0.06125 | 0.06125 | 0.06125 | 0.06125 | 0.06125 | 0.06125 | 0.06125 | 0.06125 | 0.06125 | 0.06125 | 0.06125 | 0.06125 | 0.06125 | 0.06125 | 0.06125 | 0.06125 | 0.06125 | 0.06125 | 0.06125 | 0.06125 | 0.0036 | 0.06125 | 0.06125 | 0.06125 | 0.003 | 0.003 | 0.003 | 0.003 | 6e-09 | 6e-09 | 6e-09 | 6e-09 | 6e-09 | 6e-09 | 0.003 | 6e-09 | 6e-09 | 6e-09 | 6e-09 | 0.00038 | 0.00038 | 0.00038 | 0.00038 | 0.00038 | 0.00038 | 0.00038 | 0.00038 | 0.00038 | 0.00038 | 0.00038 | 0.00038 | 0.00038 | 0.00038 | 0.0016 | 0.0016 | 0.0016 | 0.0016 | 0.0016 | 0.0016 | 0.0016 | 0.0016 | 0.0016 | 0.0016 | 0.0016 | 0.0016 | 0.0016 | 0.0016 | 0.0016
Mercury | 0.010375 | 0.010375 | 0.010375 | 0.010375 | 0.010375 | 0.010375 | 0.010375 | 0.010375 | 0.010375 | 0.010375 | 0.010375 | 0.010375 | 0.010375 | 0.010375 | 0.010375 | 0.010375 | 0.010375 | 0.010375 | 0.010375 | 0.010375 | 0.010375 | 0.010375 | 0.010375 | 0.010375 | 0.010375 | 0.010375 | 0.010375 | 0.010375 | 0.010375 | 0.010375 | 0.010375 | 0.010375 | 0.010375 | 0.010375 | 0.010375 | 0.010375 | 0.010375 | 0.00013 | 0.010375 | 0.010375 | 0.010375 | 0.000113 | 0.000113 | 0.000113 | 0.000113 | 3e-09 | 3e-09 | 3e-09 | 3e-09 | 3e-09 | 3e-09 | 0.000113 | 3e-09 | 3e-09 | 3e-09 | 3e-09 | 0.00026 | 0.00026 | 0.00026 | 0.00026 | 0.00026 | 0.00026 | 0.00026 | 0.00026 | 0.00026 | 0.00026 | 0.00026 | 0.00026 | 0.00026 | 0.00026 | 3.5e-06 | 3.5e-06 | 3.5e-06 | 3.5e-06 | 3.5e-06 | 3.5e-06 | 3.5e-06 | 3.5e-06 | 3.5e-06 | 3.5e-06 | 3.5e-06 | 3.5e-06 | 3.5e-06 | 3.5e-06 | 3.5e-06
Methyl methacrylate | 2e-05 | 2e-05 | 2e-05 | 2e-05 | 2e-05 | 2e-05 | 2e-05 | 2e-05 | 2e-05 | 2e-05 | 2e-05 | 2e-05 | 2e-05 | 2e-05 | 2e-05 | 2e-05 | 2e-05 | 2e-05 | 2e-05 | 2e-05 | 2e-05 | 2e-05 | 2e-05 | 2e-05 | 2e-05 | 2e-05 | 2e-05 | 2e-05 | 2e-05 | 2e-05 | 2e-05 | 2e-05 | 2e-05 | 2e-05 | 2e-05 | 2e-05 | 2e-05 | 2e-05 | 2e-05 | 2e-05 | 2e-05
Methylhydrazine | 0.00017 | 0.00017 | 0.00017 | 0.00017 | 0.00017 | 0.00017 | 0.00017 | 0.00017 | 0.00017 | 0.00017 | 0.00017 | 0.00017 | 0.00017 | 0.00017 | 0.00017 | 0.00017 | 0.00017 | 0.00017 | 0.00017 | 0.00017 | 0.00017 | 0.00017 | 0.00017 | 0.00017 | 0.00017 | 0.00017 | 0.00017 | 0.00017 | 0.00017 | 0.00017 | 0.00017 | 0.00017 | 0.00017 | 0.00017 | 0.00017 | 0.00017 | 0.00017 | 0.00017 | 0.00017 | 0.00017 | 0.00017
Methyl-tert-butylether | 3.5e-05 | 3.5e-05 | 3.5e-05 | 3.5e-05 | 3.5e-05 | 3.5e-05 | 3.5e-05 | 3.5e-05 | 3.5e-05 | 3.5e-05 | 3.5e-05 | 3.5e-05 | 3.5e-05 | 3.5e-05 | 3.5e-05 | 3.5e-05 | 3.5e-05 | 3.5e-05 | 3.5e-05 | 3.5e-05 | 3.5e-05 | 3.5e-05 | 3.5e-05 | 3.5e-05 | 3.5e-05 | 3.5e-05 | 3.5e-05 | 3.5e-05 | 3.5e-05 | 3.5e-05 | 3.5e-05 | 3.5e-05 | 3.5e-05 | 3.5e-05 | 3.5e-05 | 3.5e-05 | 3.5e-05 | 3.5e-05 | 3.5e-05 | 3.5e-05 | 3.5e-05
Nickel compounds | 0.035 | 0.035 | 0.035 | 0.035 | 0.035 | 0.035 | 0.035 | 0.035 | 0.035 | 0.035 | 0.035 | 0.035 | 0.035 | 0.035 | 0.035 | 0.035 | 0.035 | 0.035 | 0.035 | 0.035 | 0.035 | 0.035 | 0.035 | 0.035 | 0.035 | 0.035 | 0.035 | 0.035 | 0.035 | 0.035 | 0.035 | 0.035 | 0.035 | 0.035 | 0.035 | 0.035 | 0.035 | 0.026 | 0.035 | 0.035 | 0.035 | 0.0845 | 0.0845 | 0.0845 | 0.0845 | 3e-09 | 3e-09 | 3e-09 | 3e-09 | 3e-09 | 3e-09 | 0.0845 | 3e-09 | 3e-09 | 3e-09 | 3e-09 | 0.0021 | 0.0021 | 0.0021 | 0.0021 | 0.0021 | 0.0021 | 0.0021 | 0.0021 | 0.0021 | 0.0021 | 0.0021 | 0.0021 | 0.0021 | 0.0021 | 3.3e-05 | 3.3e-05 | 3.3e-05 | 3.3e-05 | 3.3e-05 | 3.3e-05 | 3.3e-05 | 3.3e-05 | 3.3e-05 | 3.3e-05 | 3.3e-05 | 3.3e-05 | 3.3e-05 | 3.3e-05 | 3.3e-05
Pentachlorophenol (PCP) | [70 empty] | 5.1e-08 | 5.1e-08 | 5.1e-08 | 5.1e-08 | 5.1e-08 | 5.1e-08 | 5.1e-08 | 5.1e-08 | 5.1e-08 | 5.1e-08 | 5.1e-08 | 5.1e-08 | 5.1e-08 | 5.1e-08 | 5.1e-08
Phenol | 1.6e-05 | 1.6e-05 | 1.6e-05 | 1.6e-05 | 1.6e-05 | 1.6e-05 | 1.6e-05 | 1.6e-05 | 1.6e-05 | 1.6e-05 | 1.6e-05 | 1.6e-05 | 1.6e-05 | 1.6e-05 | 1.6e-05 | 1.6e-05 | 1.6e-05 | 1.6e-05 | 1.6e-05 | 1.6e-05 | 1.6e-05 | 1.6e-05 | 1.6e-05 | 1.6e-05 | 1.6e-05 | 1.6e-05 | 1.6e-05 | 1.6e-05 | 1.6e-05 | 1.6e-05 | 1.6e-05 | 1.6e-05 | 1.6e-05 | 1.6e-05 | 1.6e-05 | 1.6e-05 | 1.6e-05 | 1.6e-05 | 1.6e-05 | 1.6e-05 | 1.6e-05 | [29 empty] | 5.1e-05 | 5.1e-05 | 5.1e-05 | 5.1e-05 | 5.1e-05 | 5.1e-05 | 5.1e-05 | 5.1e-05 | 5.1e-05 | 5.1e-05 | 5.1e-05 | 5.1e-05 | 5.1e-05 | 5.1e-05 | 5.1e-05
Phosphorus | [41 empty] | 0.00946 | 0.00946 | 0.00946 | 0.00946 | [6 empty] | 0.00946 | [18 empty] | 2.7e-05 | 2.7e-05 | 2.7e-05 | 2.7e-05 | 2.7e-05 | 2.7e-05 | 2.7e-05 | 2.7e-05 | 2.7e-05 | 2.7e-05 | 2.7e-05 | 2.7e-05 | 2.7e-05 | 2.7e-05 | 2.7e-05
Polycyclic organic matter (POM) | 2080 | 2080 | 2080 | 2080 | 2080 | 2.0758e-05 | 2.0758e-05 | 2400 | 2400 | 2400 | 2400 | 2400 | 2.0758e-05 | 2.0758e-05 | 2.0758e-05 | 2.0758e-05 | 2.0758e-05 | 2.0758e-05 | 2.0758e-05 | 2.0758e-05 | 2.0758e-05 | 2.0758e-05 | 2.0758e-05 | 2.0758e-05 | 2.0758e-05 | 2.0758e-05 | 2.0758e-05 | 2.0758e-05 | 2.0758e-05 | 2.0758e-05 | 2.0758e-05 | 2.0758e-05 | 2.0758e-05 | 2.0758e-05 | 2.0758e-05 | 2.0758e-05 | 2.0758e-05 | 0.1618 | 0.031816 | 0.031816 | 0.0011109 | 0.0013 | 0.0013 | 0.0013 | 0.0013 | 0.0011906 | 0.0011906 | 0.0011906 | 0.0011906 | 0.0033 | 0.0033 | 0.0013 | 0.0011906 | 0.0011906 | 0.0033 | 0.0011906 | 0.0006982 | 0.0006982 | 0.0006982 | 0.0006982 | 0.0006982 | 0.0006982 | 0.0006982 | 0.0006982 | 0.0006982 | 0.0006982 | 0.0006982 | 0.0006982 | 0.0006982 | 0.0006982 | 0.00012664 | 0.00012664 | 0.00012664 | 0.00012664 | 0.00012664 | 0.00012664 | 0.00012664 | 0.00012664 | 0.00012664 | 0.00012664 | 0.00012664 | 0.00012664 | 0.00012664 | 0.00012664 | 0.00012664
Propionaldehyde | 0.00038 | 0.00038 | 0.00038 | 0.00038 | 0.00038 | 0.00038 | 0.00038 | 0.00038 | 0.00038 | 0.00038 | 0.00038 | 0.00038 | 0.00038 | 0.00038 | 0.00038 | 0.00038 | 0.00038 | 0.00038 | 0.00038 | 0.00038 | 0.00038 | 0.00038 | 0.00038 | 0.00038 | 0.00038 | 0.00038 | 0.00038 | 0.00038 | 0.00038 | 0.00038 | 0.00038 | 0.00038 | 0.00038 | 0.00038 | 0.00038 | 0.00038 | 0.00038 | 0.00038 | 0.00038 | 0.00038 | 0.00038 | [29 empty] | 3.2e-05 | 3.2e-05 | 3.2e-05 | 3.2e-05 | 3.2e-05 | 3.2e-05 | 3.2e-05 | 3.2e-05 | 3.2e-05 | 3.2e-05 | 3.2e-05 | 3.2e-05 | 3.2e-05 | 3.2e-05 | 3.2e-05
Selenium compounds | 0.0013 | 0.0013 | 0.0013 | 0.0013 | 0.0013 | 0.0013 | 0.0013 | 0.0013 | 0.0013 | 0.0013 | 0.0013 | 0.0013 | 0.0013 | 0.0013 | 0.0013 | 0.0013 | 0.0013 | 0.0013 | 0.0013 | 0.0013 | 0.0013 | 0.0013 | 0.0013 | 0.0013 | 0.0013 | 0.0013 | 0.0013 | 0.0013 | 0.0013 | 0.0013 | 0.0013 | 0.0013 | 0.0013 | 0.0013 | 0.0013 | 0.0013 | 0.0013 | 0.0013 | 0.0013 | 0.0013 | 0.0013 | 0.000683 | 0.000683 | 0.000683 | 0.000683 | 1.5e-08 | 1.5e-08 | 1.5e-08 | 1.5e-08 | 1.5e-08 | 1.5e-08 | 0.000683 | 1.5e-08 | 1.5e-08 | 1.5e-08 | 1.5e-08 | 2.4e-05 | 2.4e-05 | 2.4e-05 | 2.4e-05 | 2.4e-05 | 2.4e-05 | 2.4e-05 | 2.4e-05 | 2.4e-05 | 2.4e-05 | 2.4e-05 | 2.4e-05 | 2.4e-05 | 2.4e-05 | 2.8e-06 | 2.8e-06 | 2.8e-06 | 2.8e-06 | 2.8e-06 | 2.8e-06 | 2.8e-06 | 2.8e-06 | 2.8e-06 | 2.8e-06 | 2.8e-06 | 2.8e-06 | 2.8e-06 | 2.8e-06 | 2.8e-06
Styrene | 2.5e-05 | 2.5e-05 | 2.5e-05 | 2.5e-05 | 2.5e-05 | 2.5e-05 | 2.5e-05 | 2.5e-05 | 2.5e-05 | 2.5e-05 | 2.5e-05 | 2.5e-05 | 2.5e-05 | 2.5e-05 | 2.5e-05 | 2.5e-05 | 2.5e-05 | 2.5e-05 | 2.5e-05 | 2.5e-05 | 2.5e-05 | 2.5e-05 | 2.5e-05 | 2.5e-05 | 2.5e-05 | 2.5e-05 | 2.5e-05 | 2.5e-05 | 2.5e-05 | 2.5e-05 | 2.5e-05 | 2.5e-05 | 2.5e-05 | 2.5e-05 | 2.5e-05 | 2.5e-05 | 2.5e-05 | 2.5e-05 | 2.5e-05 | 2.5e-05 | 2.5e-05 | [29 empty] | 0.0019 | 0.0019 | 0.0019 | 0.0019 | 0.0019 | 0.0019 | 0.0019 | 0.0019 | 0.0019 | 0.0019 | 0.0019 | 0.0019 | 0.0019 | 0.0019 | 0.0019
Tetrachloroethylene (Perchloroethylene) | 4.3e-05 | 4.3e-05 | 4.3e-05 | 4.3e-05 | 4.3e-05 | 4.3e-05 | 4.3e-05 | 4.3e-05 | 4.3e-05 | 4.3e-05 | 4.3e-05 | 4.3e-05 | 4.3e-05 | 4.3e-05 | 4.3e-05 | 4.3e-05 | 4.3e-05 | 4.3e-05 | 4.3e-05 | 4.3e-05 | 4.3e-05 | 4.3e-05 | 4.3e-05 | 4.3e-05 | 4.3e-05 | 4.3e-05 | 4.3e-05 | 4.3e-05 | 4.3e-05 | 4.3e-05 | 4.3e-05 | 4.3e-05 | 4.3e-05 | 4.3e-05 | 4.3e-05 | 4.3e-05 | 4.3e-05 | 4.3e-05 | 4.3e-05 | 4.3e-05 | 4.3e-05
Toluene | 0.00024 | 0.00024 | 0.00024 | 0.00024 | 0.00024 | 0.00024 | 0.00024 | 0.00024 | 0.00024 | 0.00024 | 0.00024 | 0.00024 | 0.00024 | 0.00024 | 0.00024 | 0.00024 | 0.00024 | 0.00024 | 0.00024 | 0.00024 | 0.00024 | 0.00024 | 0.00024 | 0.00024 | 0.00024 | 0.00024 | 0.00024 | 0.00024 | 0.00024 | 0.00024 | 0.00024 | 0.00024 | 0.00024 | 0.00024 | 0.00024 | 0.00024 | 0.00024 | 0.00024 | 0.00024 | 0.00024 | 0.00024 | 0.0062 | 0.0062 | 0.0062 | 0.0062 | 0.0062 | 0.0062 | 0.0062 | 0.0062 | 0.0062 | 0.0062 | 0.0062 | 0.0062 | 0.0062 | 0.0062 | 0.0062 | 0.0034 | 0.0034 | 0.0034 | 0.0034 | 0.0034 | 0.0034 | 0.0034 | 0.0034 | 0.0034 | 0.0034 | 0.0034 | 0.0034 | 0.0034 | 0.0034 | 0.00092 | 0.00092 | 0.00092 | 0.00092 | 0.00092 | 0.00092 | 0.00092 | 0.00092 | 0.00092 | 0.00092 | 0.00092 | 0.00092 | 0.00092 | 0.00092 | 0.00092
Vinyl acetate (Acetic acid) | 7.6e-06 | 7.6e-06 | 7.6e-06 | 7.6e-06 | 7.6e-06 | 7.6e-06 | 7.6e-06 | 7.6e-06 | 7.6e-06 | 7.6e-06 | 7.6e-06 | 7.6e-06 | 7.6e-06 | 7.6e-06 | 7.6e-06 | 7.6e-06 | 7.6e-06 | 7.6e-06 | 7.6e-06 | 7.6e-06 | 7.6e-06 | 7.6e-06 | 7.6e-06 | 7.6e-06 | 7.6e-06 | 7.6e-06 | 7.6e-06 | 7.6e-06 | 7.6e-06 | 7.6e-06 | 7.6e-06 | 7.6e-06 | 7.6e-06 | 7.6e-06 | 7.6e-06 | 7.6e-06 | 7.6e-06 | 7.6e-06 | 7.6e-06 | 7.6e-06 | 7.6e-06
Vinyl chloride (chloroethene) | [70 empty] | 1.8e-05 | 1.8e-05 | 1.8e-05 | 1.8e-05 | 1.8e-05 | 1.8e-05 | 1.8e-05 | 1.8e-05 | 1.8e-05 | 1.8e-05 | 1.8e-05 | 1.8e-05 | 1.8e-05 | 1.8e-05 | 1.8e-05
Xylenes, Total | 3.7e-05 | 3.7e-05 | 3.7e-05 | 3.7e-05 | 3.7e-05 | 3.7e-05 | 3.7e-05 | 3.7e-05 | 3.7e-05 | 3.7e-05 | 3.7e-05 | 3.7e-05 | 3.7e-05 | 3.7e-05 | 3.7e-05 | 3.7e-05 | 3.7e-05 | 3.7e-05 | 3.7e-05 | 3.7e-05 | 3.7e-05 | 3.7e-05 | 3.7e-05 | 3.7e-05 | 3.7e-05 | 3.7e-05 | 3.7e-05 | 3.7e-05 | 3.7e-05 | 3.7e-05 | 3.7e-05 | 3.7e-05 | 3.7e-05 | 3.7e-05 | 3.7e-05 | 3.7e-05 | 3.7e-05 | 3.7e-05 | 3.7e-05 | 3.7e-05 | 3.7e-05 | 0.000109 | 0.000109 | 0.000109 | 0.000109 | 0.000109 | 0.000109 | 0.000109 | 0.000109 | 0.000109 | 0.000109 | 0.000109 | 0.000109 | 0.000109 | 0.000109 | 0.000109 | [14 empty] | 2.5e-05 | 2.5e-05 | 2.5e-05 | 2.5e-05 | 2.5e-05 | 2.5e-05 | 2.5e-05 | 2.5e-05 | 2.5e-05 | 2.5e-05 | 2.5e-05 | 2.5e-05 | 2.5e-05 | 2.5e-05 | 2.5e-05
POMs
2-Methylnaphthalene | [56 empty] | 2.4e-05 | 2.4e-05 | 2.4e-05 | 2.4e-05 | 2.4e-05 | 2.4e-05 | 2.4e-05 | 2.4e-05 | 2.4e-05 | 2.4e-05 | 2.4e-05 | 2.4e-05 | 2.4e-05 | 2.4e-05 | 1.6e-07 | 1.6e-07 | 1.6e-07 | 1.6e-07 | 1.6e-07 | 1.6e-07 | 1.6e-07 | 1.6e-07 | 1.6e-07 | 1.6e-07 | 1.6e-07 | 1.6e-07 | 1.6e-07 | 1.6e-07 | 1.6e-07
5-Methylchrysene | 2.2e-08 | 2.2e-08 | 2.2e-08 | 2.2e-08 | 2.2e-08 | 2.2e-08 | 2.2e-08 | 2.2e-08 | 2.2e-08 | 2.2e-08 | 2.2e-08 | 2.2e-08 | 2.2e-08 | 2.2e-08 | 2.2e-08 | 2.2e-08 | 2.2e-08 | 2.2e-08 | 2.2e-08 | 2.2e-08 | 2.2e-08 | 2.2e-08 | 2.2e-08 | 2.2e-08 | 2.2e-08 | 2.2e-08 | 2.2e-08 | 2.2e-08 | 2.2e-08 | 2.2e-08 | 2.2e-08 | 2.2e-08 | 2.2e-08 | 2.2e-08 | 2.2e-08 | 2.2e-08 | 2.2e-08 | 2.2e-08 | 2.2e-08 | 2.2e-08 | 2.2e-08 | [15 empty] | 1.8e-06 | 1.8e-06 | 1.8e-06 | 1.8e-06 | 1.8e-06 | 1.8e-06 | 1.8e-06 | 1.8e-06 | 1.8e-06 | 1.8e-06 | 1.8e-06 | 1.8e-06 | 1.8e-06 | 1.8e-06
7,12-Dimethylbenz[a]anthracene | [56 empty] | 1.6e-05 | 1.6e-05 | 1.6e-05 | 1.6e-05 | 1.6e-05 | 1.6e-05 | 1.6e-05 | 1.6e-05 | 1.6e-05 | 1.6e-05 | 1.6e-05 | 1.6e-05 | 1.6e-05 | 1.6e-05
Acenaphthene | 5.1e-07 | 5.1e-07 | 5.1e-07 | 5.1e-07 | 5.1e-07 | 5.1e-07 | 5.1e-07 | 5.1e-07 | 5.1e-07 | 5.1e-07 | 5.1e-07 | 5.1e-07 | 5.1e-07 | 5.1e-07 | 5.1e-07 | 5.1e-07 | 5.1e-07 | 5.1e-07 | 5.1e-07 | 5.1e-07 | 5.1e-07 | 5.1e-07 | 5.1e-07 | 5.1e-07 | 5.1e-07 | 5.1e-07 | 5.1e-07 | 5.1e-07 | 5.1e-07 | 5.1e-07 | 5.1e-07 | 5.1e-07 | 5.1e-07 | 5.1e-07 | 5.1e-07 | 5.1e-07 | 5.1e-07 | 5.1e-07 | 5.1e-07 | 5.1e-07 | 2.2e-05 | 2.11e-05 | 2.11e-05 | 2.11e-05 | 2.11e-05 | 2.11e-05 | 2.11e-05 | 2.11e-05 | 2.11e-05 | 2.11e-05 | 2.11e-05 | 2.11e-05 | 2.11e-05 | 2.11e-05 | 2.11e-05 | 2.11e-05 | 1.8e-06 | 1.8e-06 | 1.8e-06 | 1.8e-06 | 1.8e-06 | 1.8e-06 | 1.8e-06 | 1.8e-06 | 1.8e-06 | 1.8e-06 | 1.8e-06 | 1.8e-06 | 1.8e-06 | 1.8e-06 | 9.1e-07 | 9.1e-07 | 9.1e-07 | 9.1e-07 | 9.1e-07 | 9.1e-07 | 9.1e-07 | 9.1e-07 | 9.1e-07 | 9.1e-07 | 9.1e-07 | 9.1e-07 | 9.1e-07 | 9.1e-07 | 9.1e-07
Acenaphthylene | 2.5e-07 | 2.5e-07 | 2.5e-07 | 2.5e-07 | 2.5e-07 | 2.5e-07 | 2.5e-07 | 2.5e-07 | 2.5e-07 | 2.5e-07 | 2.5e-07 | 2.5e-07 | 2.5e-07 | 2.5e-07 | 2.5e-07 | 2.5e-07 | 2.5e-07 | 2.5e-07 | 2.5e-07 | 2.5e-07 | 2.5e-07 | 2.5e-07 | 2.5e-07 | 2.5e-07 | 2.5e-07 | 2.5e-07 | 2.5e-07 | 2.5e-07 | 2.5e-07 | 2.5e-07 | 2.5e-07 | 2.5e-07 | 2.5e-07 | 2.5e-07 | 2.5e-07 | 2.5e-07 | 2.5e-07 | 2.5e-07 | 2.5e-07 | 2.5e-07 | 8.6e-05 | 2.53e-07 | 2.53e-07 | 2.53e-07 | 2.53e-07 | 2.53e-07 | 2.53e-07 | 2.53e-07 | 2.53e-07 | 2.53e-07 | 2.53e-07 | 2.53e-07 | 2.53e-07 | 2.53e-07 | 2.53e-07 | 2.53e-07 | 1.8e-06 | 1.8e-06 | 1.8e-06 | 1.8e-06 | 1.8e-06 | 1.8e-06 | 1.8e-06 | 1.8e-06 | 1.8e-06 | 1.8e-06 | 1.8e-06 | 1.8e-06 | 1.8e-06 | 1.8e-06 | 5e-06 | 5e-06 | 5e-06 | 5e-06 | 5e-06 | 5e-06 | 5e-06 | 5e-06 | 5e-06 | 5e-06 | 5e-06 | 5e-06 | 5e-06 | 5e-06 | 5e-06
Anthracene | 2.1e-07 | 2.1e-07 | 2.1e-07 | 2.1e-07 | 2.1e-07 | 2.1e-07 | 2.1e-07 | 2.1e-07 | 2.1e-07 | 2.1e-07 | 2.1e-07 | 2.1e-07 | 2.1e-07 | 2.1e-07 | 2.1e-07 | 2.1e-07 | 2.1e-07 | 2.1e-07 | 2.1e-07 | 2.1e-07 | 2.1e-07 | 2.1e-07 | 2.1e-07 | 2.1e-07 | 2.1e-07 | 2.1e-07 | 2.1e-07 | 2.1e-07 | 2.1e-07 | 2.1e-07 | 2.1e-07 | 2.1e-07 | 2.1e-07 | 2.1e-07 | 2.1e-07 | 2.1e-07 | 2.1e-07 | 2.1e-07 | 2.1e-07 | 2.1e-07 | 2.5e-05 | 1.22e-06 | 1.22e-06 | 1.22e-06 | 1.22e-06 | 1.22e-06 | 1.22e-06 | 1.22e-06 | 1.22e-06 | 1.22e-06 | 1.22e-06 | 1.22e-06 | 1.22e-06 | 1.22e-06 | 1.22e-06 | 1.22e-06 | 2.4e-06 | 2.4e-06 | 2.4e-06 | 2.4e-06 | 2.4e-06 | 2.4e-06 | 2.4e-06 | 2.4e-06 | 2.4e-06 | 2.4e-06 | 2.4e-06 | 2.4e-06 | 2.4e-06 | 2.4e-06 | 3e-06 | 3e-06 | 3e-06 | 3e-06 | 3e-06 | 3e-06 | 3e-06 | 3e-06 | 3e-06 | 3e-06 | 3e-06 | 3e-06 | 3e-06 | 3e-06 | 3e-06
Benzo(a)anthracene | 8e-08 | 8e-08 | 8e-08 | 8e-08 | 8e-08 | 8e-08 | 8e-08 | 8e-08 | 8e-08 | 8e-08 | 8e-08 | 8e-08 | 8e-08 | 8e-08 | 8e-08 | 8e-08 | 8e-08 | 8e-08 | 8e-08 | 8e-08 | 8e-08 | 8e-08 | 8e-08 | 8e-08 | 8e-08 | 8e-08 | 8e-08 | 8e-08 | 8e-08 | 8e-08 | 8e-08 | 8e-08 | 8e-08 | 8e-08 | 8e-08 | 8e-08 | 8e-08 | 8e-08 | 8e-08 | 8e-08 | 7.1e-05 | 4.01e-06 | 4.01e-06 | 4.01e-06 | 4.01e-06 | 4.01e-06 | 4.01e-06 | 4.01e-06 | 4.01e-06 | 4.01e-06 | 4.01e-06 | 4.01e-06 | 4.01e-06 | 4.01e-06 | 4.01e-06 | 4.01e-06 | 1.8e-06 | 1.8e-06 | 1.8e-06 | 1.8e-06 | 1.8e-06 | 1.8e-06 | 1.8e-06 | 1.8e-06 | 1.8e-06 | 1.8e-06 | 1.8e-06 | 1.8e-06 | 1.8e-06 | 1.8e-06 | 6.5e-08 | 6.5e-08 | 6.5e-08 | 6.5e-08 | 6.5e-08 | 6.5e-08 | 6.5e-08 | 6.5e-08 | 6.5e-08 | 6.5e-08 | 6.5e-08 | 6.5e-08 | 6.5e-08 | 6.5e-08 | 6.5e-08
Benzo(b)fluoranthene | [70 empty] | 1e-07 | 1e-07 | 1e-07 | 1e-07 | 1e-07 | 1e-07 | 1e-07 | 1e-07 | 1e-07 | 1e-07 | 1e-07 | 1e-07 | 1e-07 | 1e-07 | 1e-07
Benzo(e)pyrene | [40 empty] | 6.2e-06 | [29 empty] | 2.6e-09 | 2.6e-09 | 2.6e-09 | 2.6e-09 | 2.6e-09 | 2.6e-09 | 2.6e-09 | 2.6e-09 | 2.6e-09 | 2.6e-09 | 2.6e-09 | 2.6e-09 | 2.6e-09 | 2.6e-09 | 2.6e-09
Benzo(ghi)perylene | 2.7e-08 | 2.7e-08 | 2.7e-08 | 2.7e-08 | 2.7e-08 | 2.7e-08 | 2.7e-08 | 2.7e-08 | 2.7e-08 | 2.7e-08 | 2.7e-08 | 2.7e-08 | 2.7e-08 | 2.7e-08 | 2.7e-08 | 2.7e-08 | 2.7e-08 | 2.7e-08 | 2.7e-08 | 2.7e-08 | 2.7e-08 | 2.7e-08 | 2.7e-08 | 2.7e-08 | 2.7e-08 | 2.7e-08 | 2.7e-08 | 2.7e-08 | 2.7e-08 | 2.7e-08 | 2.7e-08 | 2.7e-08 | 2.7e-08 | 2.7e-08 | 2.7e-08 | 2.7e-08 | 2.7e-08 | 2.7e-08 | 2.7e-08 | 2.7e-08 | 5.5e-06 | 2.26e-06 | 2.26e-06 | 2.26e-06 | 2.26e-06 | 2.26e-06 | 2.26e-06 | 2.26e-06 | 2.26e-06 | 2.26e-06 | 2.26e-06 | 2.26e-06 | 2.26e-06 | 2.26e-06 | 2.26e-06 | 2.26e-06 | 1.2e-06 | 1.2e-06 | 1.2e-06 | 1.2e-06 | 1.2e-06 | 1.2e-06 | 1.2e-06 | 1.2e-06 | 1.2e-06 | 1.2e-06 | 1.2e-06 | 1.2e-06 | 1.2e-06 | 1.2e-06 | 9.3e-08 | 9.3e-08 | 9.3e-08 | 9.3e-08 | 9.3e-08 | 9.3e-08 | 9.3e-08 | 9.3e-08 | 9.3e-08 | 9.3e-08 | 9.3e-08 | 9.3e-08 | 9.3e-08 | 9.3e-08 | 9.3e-08
Benzo(b)fluoranthene | 1.1e-07 | 1.1e-07 | 1.1e-07 | 1.1e-07 | 1.1e-07 | 1.1e-07 | 1.1e-07 | 1.1e-07 | 1.1e-07 | 1.1e-07 | 1.1e-07 | 1.1e-07 | 1.1e-07 | 1.1e-07 | 1.1e-07 | 1.1e-07 | 1.1e-07 | 1.1e-07 | 1.1e-07 | 1.1e-07 | 1.1e-07 | 1.1e-07 | 1.1e-07 | 1.1e-07 | 1.1e-07 | 1.1e-07 | 1.1e-07 | 1.1e-07 | 1.1e-07 | 1.1e-07 | 1.1e-07 | 1.1e-07 | 1.1e-07 | 1.1e-07 | 1.1e-07 | 1.1e-07 | 1.1e-07 | 1.1e-07 | 1.1e-07 | 1.1e-07 | 2.5e-05 | 1.48e-06 | 1.48e-06 | 1.48e-06 | 1.48e-06 | 1.48e-06 | 1.48e-06 | 1.48e-06 | 1.48e-06 | 1.48e-06 | 1.48e-06 | 1.48e-06 | 1.48e-06 | 1.48e-06 | 1.48e-06 | 1.48e-06 | 1.8e-06 | 1.8e-06 | 1.8e-06 | 1.8e-06 | 1.8e-06 | 1.8e-06 | 1.8e-06 | 1.8e-06 | 1.8e-06 | 1.8e-06 | 1.8e-06 | 1.8e-06 | 1.8e-06 | 1.8e-06 | 1.6e-07 | 1.6e-07 | 1.6e-07 | 1.6e-07 | 1.6e-07 | 1.6e-07 | 1.6e-07 | 1.6e-07 | 1.6e-07 | 1.6e-07 | 1.6e-07 | 1.6e-07 | 1.6e-07 | 1.6e-07 | 1.6e-07
Benzo(k)fluoranthene | [56 empty] | 1.8e-06 | 1.8e-06 | 1.8e-06 | 1.8e-06 | 1.8e-06 | 1.8e-06 | 1.8e-06 | 1.8e-06 | 1.8e-06 | 1.8e-06 | 1.8e-06 | 1.8e-06 | 1.8e-06 | 1.8e-06 | 3.6e-08 | 3.6e-08 | 3.6e-08 | 3.6e-08 | 3.6e-08 | 3.6e-08 | 3.6e-08 | 3.6e-08 | 3.6e-08 | 3.6e-08 | 3.6e-08 | 3.6e-08 | 3.6e-08 | 3.6e-08 | 3.6e-08
Benzo[a]pyrene | 3.8e-08 | 3.8e-08 | 3.8e-08 | 3.8e-08 | 3.8e-08 | 3.8e-08 | 3.8e-08 | 3.8e-08 | 3.8e-08 | 3.8e-08 | 3.8e-08 | 3.8e-08 | 3.8e-08 | 3.8e-08 | 3.8e-08 | 3.8e-08 | 3.8e-08 | 3.8e-08 | 3.8e-08 | 3.8e-08 | 3.8e-08 | 3.8e-08 | 3.8e-08 | 3.8e-08 | 3.8e-08 | 3.8e-08 | 3.8e-08 | 3.8e-08 | 3.8e-08 | 3.8e-08 | 3.8e-08 | 3.8e-08 | 3.8e-08 | 3.8e-08 | 3.8e-08 | 3.8e-08 | 3.8e-08 | 3.8e-08 | 3.8e-08 | 3.8e-08 | 5.3e-06 | [15 empty] | 1.2e-06 | 1.2e-06 | 1.2e-06 | 1.2e-06 | 1.2e-06 | 1.2e-06 | 1.2e-06 | 1.2e-06 | 1.2e-06 | 1.2e-06 | 1.2e-06 | 1.2e-06 | 1.2e-06 | 1.2e-06 | 2.6e-06 | 2.6e-06 | 2.6e-06 | 2.6e-06 | 2.6e-06 | 2.6e-06 | 2.6e-06 | 2.6e-06 | 2.6e-06 | 2.6e-06 | 2.6e-06 | 2.6e-06 | 2.6e-06 | 2.6e-06 | 2.6e-06
Biphenyl | 1.7e-06 | 1.7e-06 | 1.7e-06 | 1.7e-06 | 1.7e-06 | 1.7e-06 | 1.7e-06 | 1.7e-06 | 1.7e-06 | 1.7e-06 | 1.7e-06 | 1.7e-06 | 1.7e-06 | 1.7e-06 | 1.7e-06 | 1.7e-06 | 1.7e-06 | 1.7e-06 | 1.7e-06 | 1.7e-06 | 1.7e-06 | 1.7e-06 | 1.7e-06 | 1.7e-06 | 1.7e-06 | 1.7e-06 | 1.7e-06 | 1.7e-06 | 1.7e-06 | 1.7e-06 | 1.7e-06 | 1.7e-06 | 1.7e-06 | 1.7e-06 | 1.7e-06 | 1.7e-06 | 1.7e-06 | 0.025 | 0.025 | 0.025
Chrysene | 1e-07 | 1e-07 | 1e-07 | 1e-07 | 1e-07 | 1e-07 | 1e-07 | 1e-07 | 1e-07 | 1e-07 | 1e-07 | 1e-07 | 1e-07 | 1e-07 | 1e-07 | 1e-07 | 1e-07 | 1e-07 | 1e-07 | 1e-07 | 1e-07 | 1e-07 | 1e-07 | 1e-07 | 1e-07 | 1e-07 | 1e-07 | 1e-07 | 1e-07 | 1e-07 | 1e-07 | 1e-07 | 1e-07 | 1e-07 | 1e-07 | 1e-07 | 1e-07 | 1e-07 | 1e-07 | 1e-07 | 8.3e-05 | 2.38e-06 | 2.38e-06 | 2.38e-06 | 2.38e-06 | 2.38e-06 | 2.38e-06 | 2.38e-06 | 2.38e-06 | 2.38e-06 | 2.38e-06 | 2.38e-06 | 2.38e-06 | 2.38e-06 | 2.38e-06 | 2.38e-06 | 1.8e-06 | 1.8e-06 | 1.8e-06 | 1.8e-06 | 1.8e-06 | 1.8e-06 | 1.8e-06 | 1.8e-06 | 1.8e-06 | 1.8e-06 | 1.8e-06 | 1.8e-06 | 1.8e-06 | 1.8e-06 | 3.8e-08 | 3.8e-08 | 3.8e-08 | 3.8e-08 | 3.8e-08 | 3.8e-08 | 3.8e-08 | 3.8e-08 | 3.8e-08 | 3.8e-08 | 3.8e-08 | 3.8e-08 | 3.8e-08 | 3.8e-08 | 3.8e-08
Dibenz[a,h]anthracene | [41 empty] | 1.67e-06 | 1.67e-06 | 1.67e-06 | 1.67e-06 | 1.67e-06 | 1.67e-06 | 1.67e-06 | 1.67e-06 | 1.67e-06 | 1.67e-06 | 1.67e-06 | 1.67e-06 | 1.67e-06 | 1.67e-06 | 1.67e-06 | 1.2e-06 | 1.2e-06 | 1.2e-06 | 1.2e-06 | 1.2e-06 | 1.2e-06 | 1.2e-06 | 1.2e-06 | 1.2e-06 | 1.2e-06 | 1.2e-06 | 1.2e-06 | 1.2e-06 | 1.2e-06 | 9.1e-09 | 9.1e-09 | 9.1e-09 | 9.1e-09 | 9.1e-09 | 9.1e-09 | 9.1e-09 | 9.1e-09 | 9.1e-09 | 9.1e-09 | 9.1e-09 | 9.1e-09 | 9.1e-09 | 9.1e-09 | 9.1e-09
Dioxins and Furans | [70 empty] | 1.6718e-06 | 1.6718e-06 | 1.6718e-06 | 1.6718e-06 | 1.6718e-06 | 1.6718e-06 | 1.6718e-06 | 1.6718e-06 | 1.6718e-06 | 1.6718e-06 | 1.6718e-06 | 1.6718e-06 | 1.6718e-06 | 1.6718e-06 | 1.6718e-06
Fluoranthene | 7.1e-07 | 7.1e-07 | 7.1e-07 | 7.1e-07 | 7.1e-07 | 7.1e-07 | 7.1e-07 | 7.1e-07 | 7.1e-07 | 7.1e-07 | 7.1e-07 | 7.1e-07 | 7.1e-07 | 7.1e-07 | 7.1e-07 | 7.1e-07 | 7.1e-07 | 7.1e-07 | 7.1e-07 | 7.1e-07 | 7.1e-07 | 7.1e-07 | 7.1e-07 | 7.1e-07 | 7.1e-07 | 7.1e-07 | 7.1e-07 | 7.1e-07 | 7.1e-07 | 7.1e-07 | 7.1e-07 | 7.1e-07 | 7.1e-07 | 7.1e-07 | 7.1e-07 | 7.1e-07 | 7.1e-07 | 7.1e-07 | 7.1e-07 | 7.1e-07 | 0.00017 | 4.84e-06 | 4.84e-06 | 4.84e-06 | 4.84e-06 | 4.84e-06 | 4.84e-06 | 4.84e-06 | 4.84e-06 | 4.84e-06 | 4.84e-06 | 4.84e-06 | 4.84e-06 | 4.84e-06 | 4.84e-06 | 4.84e-06 | 3e-06 | 3e-06 | 3e-06 | 3e-06 | 3e-06 | 3e-06 | 3e-06 | 3e-06 | 3e-06 | 3e-06 | 3e-06 | 3e-06 | 3e-06 | 3e-06 | 1.6e-06 | 1.6e-06 | 1.6e-06 | 1.6e-06 | 1.6e-06 | 1.6e-06 | 1.6e-06 | 1.6e-06 | 1.6e-06 | 1.6e-06 | 1.6e-06 | 1.6e-06 | 1.6e-06 | 1.6e-06 | 1.6e-06
Fluorene | 9.1e-07 | 9.1e-07 | 9.1e-07 | 9.1e-07 | 9.1e-07 | 9.1e-07 | 9.1e-07 | 9.1e-07 | 9.1e-07 | 9.1e-07 | 9.1e-07 | 9.1e-07 | 9.1e-07 | 9.1e-07 | 9.1e-07 | 9.1e-07 | 9.1e-07 | 9.1e-07 | 9.1e-07 | 9.1e-07 | 9.1e-07 | 9.1e-07 | 9.1e-07 | 9.1e-07 | 9.1e-07 | 9.1e-07 | 9.1e-07 | 9.1e-07 | 9.1e-07 | 9.1e-07 | 9.1e-07 | 9.1e-07 | 9.1e-07 | 9.1e-07 | 9.1e-07 | 9.1e-07 | 9.1e-07 | 9.1e-07 | 9.1e-07 | 9.1e-07 | 2.5e-05 | 4.47e-06 | 4.47e-06 | 4.47e-06 | 4.47e-06 | 4.47e-06 | 4.47e-06 | 4.47e-06 | 4.47e-06 | 4.47e-06 | 4.47e-06 | 4.47e-06 | 4.47e-06 | 4.47e-06 | 4.47e-06 | 4.47e-06 | 2.8e-06 | 2.8e-06 | 2.8e-06 | 2.8e-06 | 2.8e-06 | 2.8e-06 | 2.8e-06 | 2.8e-06 | 2.8e-06 | 2.8e-06 | 2.8e-06 | 2.8e-06 | 2.8e-06 | 2.8e-06 | 3.4e-06 | 3.4e-06 | 3.4e-06 | 3.4e-06 | 3.4e-06 | 3.4e-06 | 3.4e-06 | 3.4e-06 | 3.4e-06 | 3.4e-06 | 3.4e-06 | 3.4e-06 | 3.4e-06 | 3.4e-06 | 3.4e-06
Indeno(1,2,3-cd)pyrene | 6.1e-08 | 6.1e-08 | 6.1e-08 | 6.1e-08 | 6.1e-08 | 6.1e-08 | 6.1e-08 | 6.1e-08 | 6.1e-08 | 6.1e-08 | 6.1e-08 | 6.1e-08 | 6.1e-08 | 6.1e-08 | 6.1e-08 | 6.1e-08 | 6.1e-08 | 6.1e-08 | 6.1e-08 | 6.1e-08 | 6.1e-08 | 6.1e-08 | 6.1e-08 | 6.1e-08 | 6.1e-08 | 6.1e-08 | 6.1e-08 | 6.1e-08 | 6.1e-08 | 6.1e-08 | 6.1e-08 | 6.1e-08 | 6.1e-08 | 6.1e-08 | 6.1e-08 | 6.1e-08 | 6.1e-08 | 6.1e-08 | 6.1e-08 | 6.1e-08 | 6.9e-06 | 2.14e-06 | 2.14e-06 | 2.14e-06 | 2.14e-06 | 2.14e-06 | 2.14e-06 | 2.14e-06 | 2.14e-06 | 2.14e-06 | 2.14e-06 | 2.14e-06 | 2.14e-06 | 2.14e-06 | 2.14e-06 | 2.14e-06 | 1.8e-06 | 1.8e-06 | 1.8e-06 | 1.8e-06 | 1.8e-06 | 1.8e-06 | 1.8e-06 | 1.8e-06 | 1.8e-06 | 1.8e-06 | 1.8e-06 | 1.8e-06 | 1.8e-06 | 1.8e-06 | 8.7e-08 | 8.7e-08 | 8.7e-08 | 8.7e-08 | 8.7e-08 | 8.7e-08 | 8.7e-08 | 8.7e-08 | 8.7e-08 | 8.7e-08 | 8.7e-08 | 8.7e-08 | 8.7e-08 | 8.7e-08 | 8.7e-08
Naphthalene | 1.3e-05 | 1.3e-05 | 1.3e-05 | 1.3e-05 | 1.3e-05 | 1.3e-05 | 1.3e-05 | 1.3e-05 | 1.3e-05 | 1.3e-05 | 1.3e-05 | 1.3e-05 | 1.3e-05 | 1.3e-05 | 1.3e-05 | 1.3e-05 | 1.3e-05 | 1.3e-05 | 1.3e-05 | 1.3e-05 | 1.3e-05 | 1.3e-05 | 1.3e-05 | 1.3e-05 | 1.3e-05 | 1.3e-05 | 1.3e-05 | 1.3e-05 | 1.3e-05 | 1.3e-05 | 1.3e-05 | 1.3e-05 | 1.3e-05 | 1.3e-05 | 1.3e-05 | 1.3e-05 | 1.3e-05 | 0.13 | 1.3e-05 | 1.3e-05 | 0.00022 | 0.00113 | 0.00113 | 0.00113 | 0.00113 | 0.00113 | 0.00113 | 0.00113 | 0.00113 | 0.00113 | 0.00113 | 0.00113 | 0.00113 | 0.00113 | 0.00113 | 0.00113 | 0.00061 | 0.00061 | 0.00061 | 0.00061 | 0.00061 | 0.00061 | 0.00061 | 0.00061 | 0.00061 | 0.00061 | 0.00061 | 0.00061 | 0.00061 | 0.00061 | 9.7e-05 | 9.7e-05 | 9.7e-05 | 9.7e-05 | 9.7e-05 | 9.7e-05 | 9.7e-05 | 9.7e-05 | 9.7e-05 | 9.7e-05 | 9.7e-05 | 9.7e-05 | 9.7e-05 | 9.7e-05 | 9.7e-05
Octachlorodibenzo-p-dioxin | [41 empty] | 3.1e-09 | 3.1e-09 | 3.1e-09 | 3.1e-09 | 3.1e-09 | 3.1e-09 | 3.1e-09 | 3.1e-09 | 3.1e-09 | 3.1e-09 | 3.1e-09 | 3.1e-09 | 3.1e-09 | 3.1e-09 | 3.1e-09
PCBs (Polychlorinated biphenyls) | [70 empty] | 8.146e-09 | 8.146e-09 | 8.146e-09 | 8.146e-09 | 8.146e-09 | 8.146e-09 | 8.146e-09 | 8.146e-09 | 8.146e-09 | 8.146e-09 | 8.146e-09 | 8.146e-09 | 8.146e-09 | 8.146e-09 | 8.146e-09
Phenanthrene | 2.7e-06 | 2.7e-06 | 2.7e-06 | 2.7e-06 | 2.7e-06 | 2.7e-06 | 2.7e-06 | 2.7e-06 | 2.7e-06 | 2.7e-06 | 2.7e-06 | 2.7e-06 | 2.7e-06 | 2.7e-06 | 2.7e-06 | 2.7e-06 | 2.7e-06 | 2.7e-06 | 2.7e-06 | 2.7e-06 | 2.7e-06 | 2.7e-06 | 2.7e-06 | 2.7e-06 | 2.7e-06 | 2.7e-06 | 2.7e-06 | 2.7e-06 | 2.7e-06 | 2.7e-06 | 2.7e-06 | 2.7e-06 | 2.7e-06 | 2.7e-06 | 2.7e-06 | 2.7e-06 | 2.7e-06 | 0.0068 | 0.0068 | 0.0068 | 0.00024 | 1.05e-05 | 1.05e-05 | 1.05e-05 | 1.05e-05 | 1.05e-05 | 1.05e-05 | 1.05e-05 | 1.05e-05 | 1.05e-05 | 1.05e-05 | 1.05e-05 | 1.05e-05 | 1.05e-05 | 1.05e-05 | 1.05e-05 | 1.7e-05 | 1.7e-05 | 1.7e-05 | 1.7e-05 | 1.7e-05 | 1.7e-05 | 1.7e-05 | 1.7e-05 | 1.7e-05 | 1.7e-05 | 1.7e-05 | 1.7e-05 | 1.7e-05 | 1.7e-05 | 7e-06 | 7e-06 | 7e-06 | 7e-06 | 7e-06 | 7e-06 | 7e-06 | 7e-06 | 7e-06 | 7e-06 | 7e-06 | 7e-06 | 7e-06 | 7e-06 | 7e-06
Pyrene | 3.3e-07 | 3.3e-07 | 3.3e-07 | 3.3e-07 | 3.3e-07 | 3.3e-07 | 3.3e-07 | 3.3e-07 | 3.3e-07 | 3.3e-07 | 3.3e-07 | 3.3e-07 | 3.3e-07 | 3.3e-07 | 3.3e-07 | 3.3e-07 | 3.3e-07 | 3.3e-07 | 3.3e-07 | 3.3e-07 | 3.3e-07 | 3.3e-07 | 3.3e-07 | 3.3e-07 | 3.3e-07 | 3.3e-07 | 3.3e-07 | 3.3e-07 | 3.3e-07 | 3.3e-07 | 3.3e-07 | 3.3e-07 | 3.3e-07 | 3.3e-07 | 3.3e-07 | 3.3e-07 | 3.3e-07 | 3.3e-07 | 3.3e-07 | 3.3e-07 | 0.00012 | 4.25e-06 | 4.25e-06 | 4.25e-06 | 4.25e-06 | 4.25e-06 | 4.25e-06 | 4.25e-06 | 4.25e-06 | 4.25e-06 | 4.25e-06 | 4.25e-06 | 4.25e-06 | 4.25e-06 | 4.25e-06 | 4.25e-06 | 5e-06 | 5e-06 | 5e-06 | 5e-06 | 5e-06 | 5e-06 | 5e-06 | 5e-06 | 5e-06 | 5e-06 | 5e-06 | 5e-06 | 5e-06 | 5e-06 | 3.7e-06 | 3.7e-06 | 3.7e-06 | 3.7e-06 | 3.7e-06 | 3.7e-06 | 3.7e-06 | 3.7e-06 | 3.7e-06 | 3.7e-06 | 3.7e-06 | 3.7e-06 | 3.7e-06 | 3.7e-06 | 3.7e-06
Total POM | 2.0758e-05 | 2.0758e-05 | 2.0758e-05 | 2.0758e-05 | 2.0758e-05 | 2.0758e-05 | 2.0758e-05 | 2.0758e-05 | 2.0758e-05 | 2.0758e-05 | 2.0758e-05 | 2.0758e-05 | 2.0758e-05 | 2.0758e-05 | 2.0758e-05 | 2.0758e-05 | 2.0758e-05 | 2.0758e-05 | 2.0758e-05 | 2.0758e-05 | 2.0758e-05 | 2.0758e-05 | 2.0758e-05 | 2.0758e-05 | 2.0758e-05 | 2.0758e-05 | 2.0758e-05 | 2.0758e-05 | 2.0758e-05 | 2.0758e-05 | 2.0758e-05 | 2.0758e-05 | 2.0758e-05 | 2.0758e-05 | 2.0758e-05 | 2.0758e-05 | 2.0758e-05 | 0.1618 | 0.031816 | 0.031816 | 0.0011109 | 0.0013 | 0.0013 | 0.0013 | 0.0013 | 0.0011906 | 0.0011906 | 0.0011906 | 0.0011906 | 0.0033 | 0.0033 | 0.0013 | 0.0011906 | 0.0011906 | 0.0033 | 0.0011906 | 0.0006982 | 0.0006982 | 0.0006982 | 0.0006982 | 0.0006982 | 0.0006982 | 0.0006982 | 0.0006982 | 0.0006982 | 0.0006982 | 0.0006982 | 0.0006982 | 0.0006982 | 0.0006982 | 0.00012664 | 0.00012664 | 0.00012664 | 0.00012664 | 0.00012664 | 0.00012664 | 0.00012664 | 0.00012664 | 0.00012664 | 0.00012664 | 0.00012664 | 0.00012664 | 0.00012664 | 0.00012664 | 0.00012664
| 1Uncontrolled emission factors are derived from AP-42 Section 1.1 controlled emission factors assuming an ESP with a control efficiency of 99.2%. | [36 empty] | 3Factors from Section 1.2 used where none provided in Section 1.1.
2Polycyclic Organic Matter (POM) emission factor has units of lb/MMBtu for the following firing types:
PC, dry bottom, wall-fired, bituminous Pre-NSPS
PC, dry bottom, wall-fired, bituminous, Pre-NSPS with low-NOx burner
PC, dry bottom, wall-fired, bituminous NSPS
PC, dry bottom, wall-fired, sub-bituminous Pre-NSPS
PC, dry bottom, wall-fired, sub-bituminous NSPS
PC, dry bottom, tangentially fired, bituminous, Pre-NSPS
PC, dry bottom, tangentially fired, bituminous, Pre-NSPS with low-NOx burner
PC, dry bottom, tangentially fired, bituminous, NSPS
PC, dry bottom, tangentially fired, sub-bituminous, pre-NSPS
PC, dry bottom, tangentially fired, sub-bituminous, NSPS
Note on A80: [Threaded comment] Your version of Excel allows you to read this threaded comment; however, any edits to it will get removed if the file is opened in a newer version of Excel. Learn more: https://go.microsoft.com/fwlink/?linkid=870924 Comment: Is this supposed to be 3-Methylcholanthrene? Reply: 1.1 has this compound listed