## START HERE
Instructions: After reading the instructions document, Instructions on Eligibility tool for streamlined sulfate variance approach (wq-wwprm2-111a), please submit this Eligibility tool for Streamlined Sulfate Variance Approach form (wq-wwprm2-111) electronically via email to the Minnesota Pollution Control Agency (MPCA) at:
WQSvariances.mpca@state.mn.us.
Questions: If you have any questions regarding the eligibility tool or the instructions, contact the Water Quality Standards variance coordinators at:
WQSvariances.mpca@state.mn.us
Before using this eligibility tool, confirm that you have read the following statements
I recognize that this spreadsheet is a screening tool. The variance eligibility results in this tool are preliminary and subject to final review by the MPCA and U.S. Environmental Protection Agency (EPA). Additional information may be necessary for MPCA and/or the EPA to make a final determination on eligibility.
The compliance costs calculated in this tool are preliminary and are only useful for high-level cost analysis. Actual compliance costs might be different for your facility.
This tool assumes that end-of-pipe reverse osmosis with evaporation and crystallization is the best available technological treatment for removing sulfate in wastewater effluent, but other alternatives may exist. By agreeing to a variance, I commit to the conditions in this action tree that involve source identification, source reduction, and/or analyzing alternatives that may bring the facility into compliance with final sulfate limits.
There are no known, uncontrolled industrial users in the wastewater collection network that are contributing to high effluent sulfate concentrations. If there are industrial users that are suspected of contributing high sulfate loads, identify those in the sulfate variance request form (wq-wwprm2-10g). Any industrial users comprising 10% or more of the overall flow to the WWTF should be addressed in the "Ratio Analysis" tab.
Inflow and infiltration into the wastewater collection network is not known to be a significant reason for high effluent sulfate loads. If there are concerns about inflow and infiltration but the impacts on sulfate loading are unclear, identify that I/I issues exist in the sulfate variance request form (wq-wwprm2-10g).
By agreeing to a variance, I understand that our facility will be given enforceable final WQBELs and measurement-based interim sulfate permit limits. I acknowledge that a variance is temporary and that I will be required to develop a sulfate management plan that will allow my facility to come into compliance with the final sulfate limits.
I commit to taking no action that would increase the sulfate loading to the WWTP during the term of the variance and to compliance with my interim sulfate limit.
I have read and understood the above statements.
Eligibility tool for streamlined
sulfate variance approach
Wastewater Permit Program
Doc Type: Variance Request Forms & Submittals
wq-wwprm2-111 (Revised 2/1/24)

## Instructions
Evaluating substantial and widespread economic and social impacts for sulfate variance eligibility
Purpose
The purpose of this spreadsheet is to help municipalities implement the recommendations in EPA's Interim Economic Guidance for Water Quality Standards, Workbook (1995) to assess their eligibility for a sulfate variance. State regulations allow a variance to a state water quality standard if meeting the standard would result in substantial and widespread economic and social impacts [Minn. R. 7050.0190, subp. 4(A)(6)]. These rules reflect federal requirements found at 40 CFR 131.14, adopted in February 2016. The EPA developed guidance documents [EPA-823-B-95-002 Interim Economic Guidance for Water Quality Standards, Workbook (1995) and supplemental document EPA-800-B-21-001 Clean Water Act Financial Capability Assessment Guidance (February 2023)] to help states, tribes, and stakeholders evaluate the potential for substantial and widespread economic and social impacts (hereafter termed “The Guidance”). The Guidance recommends methods for calculating socioeconomic and financial indicators and ways to evaluate and interpret them. The spreadsheet user begins by choosing the name of a municipal wastewater treatment plant. This will automatically populate publicly available data necessary to calculate the scores used for assessing substantial impacts. For facilities serving multiple major communities or other districts, there is a different version of the tool which evaluates variance eligibility for each community. Facilities included in this list are those that have or may have monitoring requirements for the Class 4A sulfate wild rice standard. For municipal or otherwise domestic facilities not represented on this list, additional information to support the variance request will be required. The permittee must provide information about the municipality's current costs of wastewater treatment and infrastructure, including operational and maintenance costs. Once the necessary information has been entered, backend Excel equations use hidden data tabs to calculate the Municipal Preliminary Screener and the Secondary Score, which collectively help to determine eligibility. The "Interface - Widespread Impacts" Tab allows the user to provide descriptive evidence widespread impacts on the economic conditions of the community if treatment technology construction is required. Instructions below outline how to use this workbook. *The hidden worksheet tabs include data sets from which the workbook calculator in the "Results" tab pulls information about the selected municipality. Only the "Start Here" tab and tabs labeled "Interface -" require input from the permittee. The permittee is welcome to browse the data sets and calculations tabs if they are curious about how the scores are estimated.
Instructions
For more detailed instructions, see "Instructions on Eligibility tool for streamlined sulfate variance approach (wq-wwprm2-111a)" on the MPCA website.
Go to the "Interface - Substantial Impacts" tab. Under Step 1, find the name of your wastewater treatment plant from the drop down menu. You can also begin typing in the box to search for the name of your WWTP. Verify the information that was automatically populated with information publicly available about the relevant municipality (data included in Step 2). If you have more recent or specific information, manually overwrite the default values by typing the new value in the cell directly to the right of the auto populated cell (Column J). After updating the necessary information, the calculator will present the Municipal Preliminary Screener and the Secondary Score in the blue box on the "Results" tab. Below the estimates for the two indices, the calculator will also output whether the municipality is eligible or unlikely to be eligible for a variance, or whether the eligibility is uncertain. This is determined using the values of the Municipal Preliminary Screener and the Secondary Score to assess where in the Substantial Impact Matrix the municipality falls. Though widespread impacts are not the main purpose of this screening tool, the spreadsheet provides additional opportunities for the user to begin the process of building a case for a variance beyond the eligibility tool. Federal rules require that variances be granted only if the negative impacts are "substantial and widespread". Widespread effects are not easily condensed into indices in the way that substantial impacts are. In order to determine whether or not the impacts are widespread, use the "Interface - Widespread impacts" tab to describe as specifically as possible the indirect effects on the economic health of the community as a result of immediate pollution control compliance. This exercise is for the benefit of the municipality to begin considering widespread impacts. The "Ratio analysis" tab, as indicated in the "Start here" tab, should be used as a means of investigating any privately owned individual sewer users that contribute greater than 10% of total volume to wastewater influent. Permittees for whom this applies must demonstrate that there is a financial impact to the user(s), in addition to the represented municipality. If your eligibility result for substantial impacts is Uncertain or Unlikely, and you believe that compliance would be too costly or infeasible for your community, you will have an opportunity to submit additional evidence. Contact the MPCA variance coordinators for further information on this process.

## Interface - Substantial impacts
Interface - Substantial impacts
|  |  |  | STEP 1 |  | Please find your wastewater treatment plant name from the drop-down list:
|  |  |  | STEP 2 |  | Please verify the following information: |  | Enter corrections in this column:
| Wastewater treatment plant you've selected: | [5 empty] | Ada WWTP
| Corresponding municipality you've selected: | [5 empty] | Ada
|  |  | Demographic information |  |  | ACS 2020
[5 empty] | Median household income |  | 49531
[5 empty] | Unemployment rate |  | 8.4
[5 empty] | Number of households |  | 893
|  |  | Municpal Characteristics |  |  | 2021
Bond rating | [6 empty] | A+
Overall net debt as percent of total market value of taxable property: | [6 empty] | 0.2927%
Property tax revenues as a percent of total market value of taxable property: | [6 empty] | 0.6761%
Estimated miles of current drinking water pipes: | [6 empty] | 41.1765
Current operating and maintenance costs of your local wastewater treatment plant: | [6 empty] | 60300
Does not include depreciation
Debt service in 2021 for your local wastewater treatment plant: | [6 empty] | 51766
Economic Assumptions:
Assumed payback period (years): | [6 empty] | 20
Interest rate according to market rate (2021): | [6 empty] | 1.5%
Interest rate according to market rate in (2023): | [6 empty] | 4.65%
|  |  |  | STEP 3 |  | Please provide the following information (required):
Number of households who are not hooked up to drinking water: | [7 empty] | This information will not change your preliminary eligibility but is required for our variance review.
Property tax collection rate:
Percent of wastewater treatment user fees from residences:
Note on A49: This value should be the number of households 1) currently connected to the WWTP and 2) are using private wells (not connected to domestic drinking water supply) This information may be used to determine specific source identification actions for the permittee, like well testing.
Note on A53: If one industrial producer represents more than 10% of all water treatment fees, complete the "Ratio analysis" tab.

## Interface - Widespread impacts
Widespread impact
This worksheet allows the user to provide descriptive evidence that pollution control for sulfate will have an adverse effect on the socioeconomic conditions of their community. Whenever possible, provide evidence using quantitative measures.
| Define the relevant geographic area. | EXAMPLE: Within the municipal boundaries under permittee's jurisdiction
| Describe how pollution control costs will adversely affect employment, median income, and/or the poverty rate in your community. | EXAMPLE: The pollution control costs would disproportionately affect users with incomes below the median household income. This is because users with lower incomes would be paying a higher percentage of their disposable income than users with larger disposable income. This could conceivably increase the poverty rate in the community. The unemployment rate could conceivably increase because there would be less cumulative disposable income in the local community available for circulation with the local economy.
| Describe how pollution control costs will affect tax revenues, demand for social services, and/or property values. | EXAMPLE: Significant utility costs may deter new potential residents from moving to the community, and may end up driving others out if they are unable to afford the cost of living. Demand for social services to cover the cost of utilities may increase, while property values may decrease due to decreasing demand.
| Describe how pollution control will affect local community development and infrastructure. | EXAMPLE: The pollution control measures could cause the local community to increase liabilities. The additional liabilities could decrease expenditures on non-water infrastructure and thus decrease community involvement.

## Calculations (hidden)
ROEOP
|  | 8000000 | 2000000 | Lime Softening
Wastewater
Current O&M | 60300
Current Liabilities (Debt Service) | 51766
Future O&M | 0
Future capital costs | 0
Subtotal annual costs
Subtotal future costs annualized
percent of user fees residential
Annualization factor
Annualized Cost
Number of households | 893
margin of error in households
Annualized cost per household
Monthly cost per household
median household income | 49531
margin of error in median income | 10630
RO EOP Costs
Capital Costs | 23928983.76
Annualized Capital & O&M | 1988944.0568 | annualized cost with inflation factor
Annualized Cost per household | 2227.261
Monthly cost per household | 185.6051
Municipal screener
point estimate | 0.044967
lower bound | 0.044799
upper bound | 0.045136

## Secondary Calculations (hidden)
| Weak | Mid | Strong | Indicators | Score
Bond rating | below BBB (S&P) or Baa (Moody's) | BBB (S&P) or Baa (Moody's) | above BBB (S&P) or Baa (Moody's) | A+ | 3 |  |  | State median income | 73382 | ACS S1901 2020
Overall Net Debt as Percent of Full Above Market Value of Taxable Property | 5% | 2%-5% | Below 2% | 0.2927% | 3 |  |  | 10% greater than median income | 80720.2
Unemployment | More than 1% above national average | National average | More than 1% below national average | 8.4 | 1 |  |  | 10% less than median income | 66043.8
Median HH income | More than 10% below state median | State Median | More than 10% above state median | 49531 | 1 |  |  | State unemployment rate | 3.8 | ACS DP03 2020
Property Tax Revenues as a percent of full market value of taxable property | 4% | 2%-4% | Below 2% | 0.6761% | 3
Property Tax Collection Rate | < 94% | 94% - 98% | > 98% | 0% | 1 |  |  |  | index of secondary | 2
|  |  |  | Overall score | 2 |  |  |  | Index of municipal (lime) | 1
|  |  |  | Overal score category: | B |  |  | Eligibility (lime) | Unlikely to be Eligible | 1
[8 empty] | Eligibility (RO) | Unlikely to be Eligible
|  |  |  | Municipal Screener (lime) | 0 |  |  | Eligibility (RO EOP) | Eligible
|  |  |  | Municipal Screener (RO) | 0 |  |  |  | Index of municipal (RO) | 1
|  |  |  | Municipal Screener category (lime) | X |  |  |  | Index of municipal (ROEOP) | 3
|  |  |  | Municipal Screener category (RO) | X
Description | Category Ranking | Rating | Rating Ranking | Municipal Screener (ROEOP) | 0.044967 | Municipal Screener
No Ranking | 0 | Unranked | 0 | Municipal screener category (ROEOP) | Z | Less than 1 percent | Between 1 and 2 percent | Greater than 2 percent
Prime | 1 | AAA | 1 | Secondary Score | Category | X | Y | Z
High Grade | 2 | AA+ | 2 | Less than 1.5 | A | Uncertain - low cost and low affordability | Eligible | Eligible
|  | AA | 3 | Between 1.5 and 2.5 | B | Unlikely to be Eligible | Uncertain - medium cost and medium affordability | Eligible
|  | AA- | 4 | Greater than 2.5 | C | Unlikely to be Eligible | Unlikely to be Eligible | Uncertain - high cost but high affordability
Upper Medium Grade | 3 | A+ | 5
|  | A | 6
|  | A- | 7
Lower Medium Grade | 4 | BBB+ | 8
|  | BBB | 9
|  | BBB- | 10
Non-Investment Grade Speculative | 5 | BB+ | 11
|  | BB | 12
|  | BB- | 13
Highly Speculative | 6 | B+ | 14
|  | B | 15
|  | B- | 16

## Municipal screener data (hidden)
NAME | Total population | Total housing units | MHI | MHI margin of error | Unemployment rate | Pop w poverty status below 150 percent | Proportion of population below 150 percent
Ada | 1912 | 893 | 49531 | 10630 | 8.4 | 301 | 0.33707
Adams | 820 | 419 | 71500 | 11226 | 8.6 | 84 | 0.20048
Adrian | 1233 | 611 | 58333 | 9366 | 1.5 | 217 | 0.35516
Afton | 3008 | 1230 | 109387 | 9472 | 1.9 | 245 | 0.19919
Aitkin | 2253 | 1224 | 32841 | 10360 | 5.5 | 697 | 0.56944
Akeley | 386 | 220 | 37083 | 17947 | 11.6 | 97 | 0.44091
Albany | 2735 | 1065 | 65000 | 14474 | 0.8 | 328 | 0.30798
Alberta | 150 | 60 | 59688 | 44689 | 0 | 4 | 0.066667
Albert Lea | 17804 | 8672 | 45929 | 3467 | 4.3 | 4760 | 0.54889
Albertville | 7483 | 2997 | 73913 | 17401 | 1 | 212 | 0.070737
Alden | 708 | 317 | 58672 | 7292 | 8.8 | 86 | 0.27129
Aldrich | 44 | 34 | 48250 | 12893 | 8 | 6 | 0.17647
Alexandria | 13705 | 7412 | 54572 | 5589 | 2.4 | 2812 | 0.37938
Alpha | 162 | 105 | 97083 | 59270 | 0 | 28 | 0.26667
Altura | 451 | 180 | 60313 | 9396 | 2 | 91 | 0.50556
Alvarado | 384 | 175 | 47500 | 31809 | 3 | 97 | 0.55429
Amboy | 614 | 288 | 49423 | 12626 | 3.4 | 204 | 0.70833
Andover | 33019 | 11014 | 112967 | 5918 | 1.7 | 1656 | 0.15035
Angle Inlet CDP, Minnesota | 0 | 178 |  | ** | - | 0 | 0
Annandale | 3420 | 1548 | 45663 | 14805 | 3.2 | 718 | 0.46382
Anoka | 17512 | 7328 | 60890 | 4956 | 4.8 | 3230 | 0.44078
Appleton | 1339 | 800 | 35069 | 8419 | 5.8 | 416 | 0.52
Apple Valley | 53728 | 21151 | 90162 | 3501 | 3.3 | 5448 | 0.25758
Arco | 71 | 54 | 53558 | 5391 | 0 | 10 | 0.18519
Arden Hills | 10276 | 3022 | 105664 | 4501 | 5.6 | 715 | 0.2366
Argyle | 668 | 327 | 61875 | 26530 | 0 | 103 | 0.31498
Arlington | 2451 | 1037 | 59395 | 7177 | 2.2 | 584 | 0.56316
Ashby | 425 | 232 | 52143 | 10511 | 3.3 | 92 | 0.39655
Askov | 329 | 197 | 40938 | 7037 | 13.3 | 98 | 0.49746
Atwater | 1141 | 436 | 54773 | 11861 | 8.7 | 144 | 0.33028
Audubon | 557 | 290 | 54219 | 12015 | 8.4 | 92 | 0.31724
Aurora | 1679 | 984 | 31523 | 9167 | 8.8 | 640 | 0.65041
Austin | 25180 | 10949 | 48730 | 3158 | 3.6 | 6928 | 0.63275
Avoca | 115 | 77 | 58333 | 33929 | 3.4 | 27 | 0.35065
Avon | 1547 | 656 | 85463 | 8687 | 2.3 | 110 | 0.16768
Babbitt | 1454 | 890 | 46452 | 6003 | 2.2 | 231 | 0.25955
Backus | 257 | 175 | 42344 | 7549 | 1.6 | 107 | 0.61143
Badger | 487 | 202 | 36406 | 10232 | 6.1 | 129 | 0.63861
Bagley | 1308 | 653 | 38500 | 10663 | 3.7 | 373 | 0.57121
Baker CDP, Minnesota | 41 | 19 | 49375 | 35672 | 0 | 4 | 0.21053
Balaton | 601 | 271 | 50000 | 15123 | 7.7 | 161 | 0.5941
Ball Club CDP, Minnesota | 153 | 85 | 63625 | 26257 | 7.5 | 45 | 0.52941
Barnesville | 2589 | 1010 | 66875 | 12909 | 1.4 | 263 | 0.2604
Barnum | 618 | 279 | 52813 | 16827 | 2.3 | 179 | 0.64158
Barrett | 364 | 199 | 45000 | 14915 | 7.7 | 90 | 0.45226
Barry | 17 | 10 | 55625 | 6158 | 14.3 | 0 | 0
Battle Lake | 639 | 416 | 47321 | 7358 | 4.5 | 118 | 0.28365
Baudette | 991 | 598 | 34531 | 9399 | 0 | 249 | 0.41639
Baxter | 8326 | 3650 | 69725 | 11305 | 1.7 | 1182 | 0.32384
Bayport | 3758 | 976 | 87986 | 19375 | 2.4 | 161 | 0.16496
Beardsley | 195 | 115 | 56250 | 23206 | 5.5 | 38 | 0.33043
Beaulieu CDP, Minnesota | 62 | 24 | 33750 | 17007 | 6.7 | 1 | 0.041667
Beaver Bay | 64 | 110 | 65313 | 12126 | 3.6 | 6 | 0.054545
Beaver Creek | 341 | 151 | 67778 | 8553 | 0 | 31 | 0.2053
Becker | 4919 | 1877 | 75625 | 14630 | 1.2 | 296 | 0.1577
Bejou | 79 | 44 | 36429 | 14547 | 0 | 23 | 0.52273
Belgrade | 1027 | 408 | 52955 | 9329 | 3.2 | 207 | 0.50735
Bellechester | 154 | 99 | 37500 | 17705 | 15.6 | 58 | 0.58586
Belle Plaine | 7137 | 2343 | 86422 | 7704 | 0.8 | 472 | 0.20145
Bellingham | 266 | 136 | 50313 | 24563 | 0 | 62 | 0.45588
Beltrami | 96 | 56 |  | ** | 12.9 | 22 | 0.39286
Belview | 366 | 168 | 49063 | 18490 | 2 | 115 | 0.68452
Bemidji | 15277 | 6714 | 36250 | 3392 | 4.9 | 5030 | 0.74918
Bena | 116 | 52 | 15000 | 13314 | 19.5 | 86 | 1.6538
Benson | 3063 | 1558 | 44167 | 3447 | 1.8 | 788 | 0.50578
Bertha | 569 | 241 | 51346 | 13099 | 6.3 | 122 | 0.50622
Bethel | 443 | 151 | 91250 | 16937 | 4.2 | 25 | 0.16556
Bigelow | 280 | 101 | 74375 | 44725 | 10.3 | 42 | 0.41584
Big Falls | 204 | 192 | 30357 | 5249 | 9.1 | 60 | 0.3125
Bigfork | 420 | 237 | 34625 | 6111 | 7.7 | 123 | 0.51899
Big Lake CDP, Minnesota | 347 | 259 | 78438 | 25831 | 2 | 63 | 0.24324
Big Lake | 11085 | 3700 | 88569 | 6745 | 0.9 | 1082 | 0.29243
Bingham Lake | 132 | 61 | 76500 | 24256 | 10.1 | 26 | 0.42623
Birchwood Village | 1067 | 437 | 121875 | 22098 | 2.5 | 77 | 0.1762
Bird Island | 905 | 514 | 59722 | 5094 | 3 | 125 | 0.24319
Biscay | 213 | 84 | 96250 | 90076 | 1.5 | 14 | 0.16667
Biwabik | 643 | 476 | 47407 | 14138 | 3.5 | 143 | 0.30042
Blackduck | 813 | 354 | 34423 | 5334 | 5.2 | 252 | 0.71186
Blaine | 65048 | 24091 | 86796 | 2568 | 3.8 | 7202 | 0.29895
Blomkest | 199 | 112 | 54167 | 21040 | 0 | 15 | 0.13393
Blooming Prairie | 1939 | 877 | 57535 | 7058 | 4 | 455 | 0.51881
Bloomington | 85226 | 36521 | 78224 | 2052 | 4 | 9964 | 0.27283
Blue Earth | 3128 | 1617 | 50000 | 4946 | 3.9 | 601 | 0.37168
Bluffton | 218 | 94 | 46250 | 19093 | 0 | 80 | 0.85106
Bock | 90 | 45 | 46250 | 24068 | 25 | 47 | 1.0444
Borup | 96 | 36 | 50000 | 16141 | 2.8 | 45 | 1.25
Bovey | 726 | 348 | 53011 | 10075 | 7.5 | 200 | 0.57471
Bowlus | 288 | 128 | 57188 | 9648 | 12.6 | 51 | 0.39844
Boyd | 149 | 110 | 50833 | 10677 | 10.3 | 62 | 0.56364
Boy River | 32 | 30 |  | ** | 33.3 | 22 | 0.73333
Braham | 1721 | 792 | 46786 | 9351 | 5.9 | 584 | 0.73737
Brainerd | 13423 | 6397 | 36699 | 4712 | 5.1 | 4215 | 0.6589
Brandon | 674 | 278 | 44821 | 21111 | 7.3 | 111 | 0.39928
Breckenridge | 3198 | 1702 | 42625 | 6616 | 7.4 | 639 | 0.37544
Breezy Point | 2396 | 1834 | 71845 | 4595 | 3.5 | 319 | 0.17394
Brewster | 550 | 174 | 56875 | 20401 | 7.6 | 214 | 1.2299
Bricelyn | 292 | 180 | 36964 | 10389 | 2.2 | 89 | 0.49444
Brooklyn Center | 30755 | 10889 | 64023 | 6414 | 6.2 | 7093 | 0.65139
Brooklyn Park | 80173 | 28953 | 73207 | 2608 | 3.8 | 13980 | 0.48285
Brook Park | 123 | 45 | 44375 | 24852 | 5.2 | 23 | 0.51111
Brooks | 151 | 74 |  | ** | 7.5 | 22 | 0.2973
Brookston | 117 | 48 | 68750 | 41129 | 8.2 | 13 | 0.27083
Brooten | 598 | 292 | 43125 | 6443 | 2.1 | 161 | 0.55137
Browerville | 914 | 394 | 50213 | 9272 | 7.2 | 322 | 0.81726
Brownsdale | 683 | 331 | 54669 | 7817 | 2.9 | 119 | 0.35952
Browns Valley | 595 | 313 | 39815 | 7739 | 9.4 | 175 | 0.55911
Brownsville | 689 | 313 | 58750 | 11168 | 3.2 | 86 | 0.27476
Brownton | 555 | 336 | 65000 | 23687 | 2.3 | 69 | 0.20536
Bruno | 54 | 30 | 14625 | 12344 | 11.1 | 44 | 1.4667
Buckman | 281 | 121 | 71071 | 25518 | 5.9 | 55 | 0.45455
Buffalo | 16413 | 6682 | 68371 | 14377 | 5.4 | 2316 | 0.3466
Buffalo Lake | 653 | 301 | 47063 | 3327 | 0 | 143 | 0.47508
Buhl | 1089 | 562 | 43542 | 12796 | 9.4 | 171 | 0.30427
Burnsville | 61536 | 24841 | 76017 | 3260 | 4.6 | 10121 | 0.40743
Burtrum | 84 | 69 | 35625 | 12348 | 0 | 16 | 0.23188
Butterfield | 558 | 258 | 40833 | 12869 | 9.8 | 116 | 0.44961
Byron | 5536 | 2116 | 104213 | 16418 | 0 | 160 | 0.075614
Caledonia | 2759 | 1411 | 51144 | 6779 | 1.6 | 493 | 0.3494
Callaway | 215 | 104 | 47500 | 27504 | 9.2 | 38 | 0.36538
Calumet | 341 | 196 | 50625 | 9144 | 6.1 | 107 | 0.54592
Cambridge | 8975 | 3663 | 58021 | 11452 | 1.9 | 1947 | 0.53153
Campbell | 166 | 94 | 62578 | 3024 | 2.8 | 21 | 0.2234
Canby | 1558 | 909 | 50992 | 2333 | 0.7 | 258 | 0.28383
Cannon Falls | 4053 | 1851 | 65655 | 8958 | 1.6 | 514 | 0.27769
Canton | 444 | 181 | 53750 | 19598 | 2 | 127 | 0.70166
Carlos | 410 | 207 | 61250 | 11311 | 1.8 | 72 | 0.34783
Carlton | 1006 | 462 | 43309 | 6146 | 13.2 | 136 | 0.29437
Carver | 5438 | 1814 | 109589 | 6109 | 3.4 | 140 | 0.077178
Cass Lake | 896 | 653 | 115417 | 12937 | 3.4 | 302 | 0.46248
Cedar Mills | 40 | 27 | 45417 | 35031 | 0 | 4 | 0.14815
Center City | 592 | 319 | 77679 | 7040 | 5.7 | 51 | 0.15987
Centerville | 4006 | 1450 | 110341 | 13988 | 2.7 | 104 | 0.071724
Ceylon | 299 | 175 | 44167 | 10455 | 4.4 | 63 | 0.36
Champlin | 24980 | 9214 | 96469 | 9907 | 2.6 | 2133 | 0.2315
Chandler | 312 | 145 | 63281 | 9480 | 2.9 | 91 | 0.62759
Chanhassen | 25965 | 9828 | 124184 | 7389 | 2.4 | 1228 | 0.12495
Chaska | 26753 | 10485 | 90161 | 7233 | 1.7 | 2010 | 0.1917
Chatfield | 2690 | 1173 | 75106 | 4593 | 1.1 | 205 | 0.17477
Chickamaw Beach | 168 | 119 | 69063 | 6763 | 1.6 | 13 | 0.10924
Chisago City | 5159 | 2346 | 81852 | 9195 | 4.4 | 396 | 0.1688
Chisholm | 4879 | 2418 | 41761 | 8457 | 10.2 | 1509 | 0.62407
Chokio | 414 | 239 | 47500 | 18982 | 2 | 77 | 0.32218
Circle Pines | 4951 | 1978 | 84550 | 5165 | 4.4 | 352 | 0.17796
Clara City | 1510 | 679 | 50278 | 4072 | 9.7 | 481 | 0.70839
Claremont | 773 | 271 | 54583 | 6878 | 7.5 | 199 | 0.73432
Clarissa | 637 | 306 | 43250 | 12979 | 9.2 | 137 | 0.44771
Clarkfield | 962 | 475 | 52235 | 2630 | 3.8 | 76 | 0.16
Clarks Grove | 640 | 285 | 55278 | 7766 | 1.3 | 140 | 0.49123
Clearbrook | 636 | 279 | 38295 | 5869 | 9.2 | 194 | 0.69534
Clear Lake | 671 | 222 | 94405 | 7961 | 4.1 | 23 | 0.1036
Clearwater | 1636 | 652 | 63958 | 7975 | 3.4 | 318 | 0.48773
Clements | 139 | 80 | 43393 | 10642 | 3 | 50 | 0.625
Cleveland | 792 | 281 | 74063 | 8331 | 1.9 | 57 | 0.20285
Climax | 218 | 101 | 44844 | 13813 | 2 | 67 | 0.66337
Clinton | 313 | 258 | 59688 | 19176 | 0.5 | 57 | 0.22093
Clitherall | 109 | 63 | 36250 | 7965 | 0 | 48 | 0.7619
Clontarf | 91 | 51 | 68125 | 14787 | 7.5 | 2 | 0.039216
Cloquet | 11994 | 5329 | 54011 | 2563 | 6.3 | 2895 | 0.54325
Coates | 142 | 62 | 57250 | 9167 | 1.2 | 28 | 0.45161
Cobden | 28 | 21 | 65625 | 37588 | 0 | 3 | 0.14286
Cohasset | 2710 | 1341 | 67924 | 12241 | 7.9 | 273 | 0.20358
Cokato | 2726 | 1024 | 56136 | 9526 | 4.5 | 389 | 0.37988
Cold Spring | 4238 | 1727 | 63833 | 12630 | 0.5 | 656 | 0.37985
Coleraine | 1660 | 826 | 42222 | 13850 | 6.1 | 333 | 0.40315
Cologne | 2199 | 770 | 99514 | 23928 | 3.2 | 104 | 0.13506
Columbia Heights | 20247 | 8625 | 60778 | 3544 | 5.5 | 4353 | 0.5047
Columbus | 4109 | 1601 | 93892 | 13080 | 2.1 | 303 | 0.18926
Comfrey | 330 | 187 | 51250 | 8957 | 3 | 57 | 0.30481
Comstock | 72 | 37 |  | ** | 2.9 | 33 | 0.89189
Conger | 130 | 62 | 57708 | 11217 | 1.3 | 11 | 0.17742
Cook | 489 | 268 | 48875 | 18199 | 1.8 | 70 | 0.26119
Coon Rapids | 62706 | 24601 | 76169 | 2497 | 4.2 | 7183 | 0.29198
Corcoran | 6113 | 2330 | 138848 | 21569 | 1.7 | 229 | 0.098283
Correll | 47 | 36 | 66042 | 14756 | 0 | 15 | 0.41667
Cosmos | 524 | 276 | 45156 | 11161 | 1.6 | 129 | 0.46739
Cottage Grove | 37120 | 12661 | 102600 | 5624 | 2.9 | 1919 | 0.15157
Cottonwood | 1180 | 592 | 61625 | 11904 | 2.3 | 248 | 0.41892
Courtland | 694 | 315 | 81000 | 15547 | 0.7 | 21 | 0.066667
Cromwell | 359 | 191 | 58750 | 43306 | 0.8 | 47 | 0.24607
Crookston | 7711 | 3684 | 49321 | 6567 | 3.3 | 1746 | 0.47394
Crosby | 2780 | 1502 | 34888 | 7221 | 6.9 | 916 | 0.60985
Crosslake | 2389 | 2973 | 70331 | 16581 | 1.9 | 189 | 0.063572
Crown College CDP, Minnesota | 544 | 29 |  | ** | 4.5 | 59 | 2.0345
Crystal | 22937 | 9650 | 70724 | 3689 | 3.7 | 3406 | 0.35295
Currie | 184 | 109 | 41250 | 4262 | 6.4 | 34 | 0.31193
Cuyuna | 291 | 166 | 47500 | 20902 | 18.1 | 64 | 0.38554
Cyrus | 333 | 193 | 37292 | 28670 | 1.7 | 96 | 0.49741
Dakota | 264 | 149 | 61944 | 8004 | 2.5 | 20 | 0.13423
Dalton | 313 | 163 | 55366 | 4837 | 10.6 | 81 | 0.49693
Danube | 487 | 213 | 44375 | 14897 | 0 | 133 | 0.62441
Danvers | 168 | 76 | 100000 | 22710 | 11.3 | 2 | 0.026316
Darfur | 70 | 61 | 50417 | 17325 | 0 | 9 | 0.14754
Darwin | 302 | 144 | 67500 | 24280 | 11.3 | 18 | 0.125
Dassel | 1443 | 599 | 55081 | 3484 | 2.2 | 260 | 0.43406
Dawson | 1507 | 754 | 55714 | 8654 | 3.5 | 173 | 0.22944
Dayton | 6258 | 2312 | 112557 | 19929 | 1.8 | 878 | 0.37976
Deephaven | 3904 | 1641 | 132813 | 17487 | 0.5 | 165 | 0.10055
Deer Creek | 195 | 115 | 42500 | 7387 | 1.1 | 44 | 0.38261
Deer River | 849 | 407 | 32371 | 9294 | 9.9 | 199 | 0.48894
Deerwood | 728 | 342 | 43125 | 16215 | 5.1 | 191 | 0.55848
De Graff | 99 | 66 | 60625 | 27508 | 3 | 17 | 0.25758
Delano | 6167 | 2283 | 101845 | 22748 | 1.3 | 412 | 0.18046
Delavan | 206 | 120 | 57500 | 6550 | 5.1 | 46 | 0.38333
Delhi | 38 | 28 | 41250 | 21545 | 0 | 7 | 0.25
Dellwood | 1295 | 432 | 195774 | 13423 | 3.8 | 42 | 0.097222
Denham | 32 | 33 | 95625 | 64363 | 5.3 | 5 | 0.15152
Dennison | 213 | 94 | 63125 | 25437 | 3.1 | 28 | 0.29787
Dent | 231 | 99 |  | ** | 4.6 | 103 | 1.0404
Detroit Lakes | 9229 | 4756 | 51185 | 5467 | 3 | 2368 | 0.4979
Dexter | 338 | 169 | 66875 | 25468 | 2.4 | 42 | 0.24852
Dilworth | 4430 | 1955 | 68772 | 17786 | 0 | 485 | 0.24808
Dodge Center | 2750 | 1107 | 63708 | 3176 | 3.4 | 411 | 0.37127
Donaldson | 7 | 13 |  | ** | 0 | 5 | 0.38462
Donnelly | 250 | 146 | 71250 | 14552 | 0 | 41 | 0.28082
Doran | 14 | 15 | 82917 | 40845 | 0 | 0 | 0
Dover | 763 | 315 | 84375 | 22047 | 5.4 | 62 | 0.19683
Dovray | 41 | 40 | 58750 | 47039 | 0 | 3 | 0.075
Dresbach CDP, Minnesota | 256 | 121 | 70179 | 20606 | 2.7 | 58 | 0.47934
Duluth | 85852 | 38812 | 54084 | 1736 | 5 | 21285 | 0.54841
Dumont | 111 | 67 | 100625 | 93808 | 2.2 | 14 | 0.20896
Dundas | 1761 | 660 | 94286 | 8618 | 12.9 | 81 | 0.12273
Dundee | 72 | 55 | 41250 | 33262 | 0 | 25 | 0.45455
Dunnell | 211 | 142 | 24672 | 6560 | 52.2 | 64 | 0.4507
Eagan | 66377 | 27481 | 93332 | 4299 | 4.5 | 6636 | 0.24148
Eagle Bend | 641 | 332 | 40385 | 6085 | 1.1 | 242 | 0.72892
Eagle Lake | 3064 | 1168 | 75610 | 5033 | 5.5 | 436 | 0.37329
East Bethel | 11958 | 4640 | 90809 | 7968 | 3.4 | 665 | 0.14332
East Grand Forks | 8555 | 3721 | 58438 | 11733 | 3 | 2117 | 0.56893
East Gull Lake | 906 | 773 | 89545 | 17003 | 0.6 | 75 | 0.097025
Easton | 193 | 94 | 73125 | 9021 | 3.6 | 5 | 0.053191
Ebro CDP, Minnesota | 75 | 28 | 24583 | 14918 | 4.2 | 34 | 1.2143
Echo | 275 | 137 | 40625 | 10262 | 2.2 | 95 | 0.69343
Eden Prairie | 64481 | 25446 | 115227 | 2973 | 2.9 | 4694 | 0.18447
Eden Valley | 1017 | 436 | 45938 | 6415 | 2.4 | 251 | 0.57569
Edgerton | 1257 | 558 | 55294 | 11785 | 2.1 | 239 | 0.42832
Edina | 52215 | 23621 | 108576 | 5881 | 3.3 | 3951 | 0.16727
Effie | 121 | 77 |  | ** | 0 | 40 | 0.51948
Eitzen | 279 | 127 | 42143 | 10943 | 4.1 | 56 | 0.44094
Elba | 70 | 45 | 43438 | 15876 | 0 | 5 | 0.11111
Elbow Lake CDP, Minnesota | 96 | 66 | 25417 | 19022 | 16.7 | 64 | 0.9697
Elbow Lake | 1166 | 590 | 53333 | 8861 | 4.2 | 280 | 0.47458
Elgin | 1189 | 464 | 69167 | 20118 | 3.4 | 65 | 0.14009
Elizabeth | 108 | 64 | 62750 | 7145 | 3.9 | 19 | 0.29688
Elko New Market | 4715 | 1502 | 133333 | 12013 | 0.8 | 21 | 0.013981
Elk River | 24894 | 8889 | 87755 | 12122 | 2.6 | 2143 | 0.24108
Elkton | 135 | 71 | 44375 | 2444 | 1.4 | 29 | 0.40845
Ellendale | 760 | 352 | 54659 | 6221 | 3.2 | 162 | 0.46023
Ellsworth | 522 | 218 | 47500 | 12850 | 2.2 | 71 | 0.32569
Elmdale | 158 | 61 | 97000 | 38226 | 0.8 | 8 | 0.13115
Elmore | 385 | 266 | 38571 | 8521 | 5.7 | 103 | 0.38722
Elrosa | 200 | 88 | 38750 | 20322 | 0 | 27 | 0.30682
Ely | 3338 | 2098 | 37317 | 6851 | 4 | 696 | 0.33174
Elysian | 703 | 425 | 75417 | 12025 | 2.4 | 74 | 0.17412
Emily | 539 | 992 | 43542 | 10442 | 1.7 | 108 | 0.10887
Emmons | 337 | 180 | 50938 | 7654 | 1.8 | 41 | 0.22778
Erhard | 166 | 58 | 57500 | 43236 | 1.2 | 38 | 0.65517
Erskine | 450 | 241 | 33403 | 5839 | 0 | 123 | 0.51037
Esko CDP, Minnesota | 2222 | 952 | 92708 | 21774 | 0.6 | 32 | 0.033613
Essig CDP, Minnesota | 56 | 22 |  | ** | 0 | 17 | 0.77273
Evan | 70 | 38 | 41250 | 14760 | 8.5 | 16 | 0.42105
Evansville | 632 | 339 | 39091 | 18831 | 1.1 | 200 | 0.58997
Eveleth | 3592 | 1997 | 44559 | 12315 | 2.5 | 1210 | 0.60591
Excelsior | 2414 | 1196 | 80750 | 22502 | 2.6 | 309 | 0.25836
Eyota | 2183 | 893 | 64716 | 11309 | 0.6 | 264 | 0.29563
Fairfax | 1135 | 493 | 57750 | 13006 | 3.3 | 213 | 0.43205
Fairhaven CDP, Minnesota | 397 | 181 | 65750 | 17457 | 3 | 82 | 0.45304
Fairmont | 10042 | 5102 | 49402 | 3025 | 5.2 | 2433 | 0.47687
Falcon Heights | 5586 | 2202 | 72616 | 13619 | 7.8 | 808 | 0.36694
Faribault | 23853 | 9207 | 54832 | 8608 | 6.7 | 6193 | 0.67264
Farmington | 22996 | 8068 | 95326 | 6400 | 2.4 | 1274 | 0.15791
Farwell | 26 | 12 | 35000 | 18688 | 11.1 | 10 | 0.83333
Federal Dam | 122 | 178 | 51570 | 400 | 6.7 | 6 | 0.033708
Felton | 123 | 71 | 52292 | 19644 | 9 | 20 | 0.28169
Fergus Falls | 13754 | 6994 | 42659 | 5683 | 4.3 | 3063 | 0.43795
Fertile | 931 | 415 | 48864 | 9593 | 5.9 | 194 | 0.46747
Fifty Lakes | 399 | 670 | 56563 | 21678 | 5.2 | 76 | 0.11343
Finland CDP, Minnesota | 208 | 191 | 46250 | 11314 | 2.4 | 49 | 0.25654
Finlayson | 225 | 131 | 44063 | 11292 | 2.3 | 66 | 0.50382
Fisher | 517 | 203 | 75000 | 11514 | 0 | 51 | 0.25123
Fish Lake CDP, Minnesota | 55 | 85 | 76875 | 20637 | 0 | 4 | 0.047059
Flensburg | 218 | 95 | 86250 | 25578 | 1.6 | 9 | 0.094737
Floodwood | 446 | 283 | 32895 | 2779 | 11.2 | 167 | 0.59011
Florence | 24 | 9 | 37813 | 9301 | 0 | 2 | 0.22222
Foley | 2658 | 973 | 64526 | 9991 | 2.4 | 430 | 0.44193
Forada | 162 | 114 | 65893 | 10085 | 2.2 | 18 | 0.15789
Forest Lake | 20393 | 8421 | 84436 | 9097 | 5 | 1981 | 0.23525
Foreston | 600 | 268 | 72083 | 30205 | 5.3 | 61 | 0.22761
Fort Ripley | 79 | 52 | 45938 | 24065 | 14.7 | 9 | 0.17308
Fosston | 1451 | 690 | 45451 | 4986 | 3.1 | 370 | 0.53623
Fountain | 487 | 213 | 72500 | 7366 | 2.4 | 39 | 0.1831
Foxhome | 111 | 52 | 43750 | 33128 | 7 | 57 | 1.0962
Franklin | 578 | 226 | 45750 | 18717 | 3.7 | 160 | 0.70796
Frazee | 1388 | 664 | 38125 | 8412 | 5.1 | 310 | 0.46687
Freeborn | 319 | 146 | 43542 | 17661 | 10.4 | 103 | 0.70548
Freeport | 855 | 300 | 75500 | 7056 | 6.3 | 114 | 0.38
Fridley | 27789 | 11175 | 65669 | 2608 | 5 | 5388 | 0.48215
Frontenac CDP, Minnesota | 192 | 82 | 95500 | 26876 | 2.2 | 30 | 0.36585
Frost | 208 | 118 | 40625 | 4529 | 4.6 | 58 | 0.49153
Fulda | 1314 | 613 | 59018 | 15165 | 1.6 | 203 | 0.33116
Funkley | 43 | 22 | 18750 | 548 | 0 | 42 | 1.9091
Garden City CDP, Minnesota | 233 | 135 | 46875 | 7526 | 6.1 | 89 | 0.65926
Garfield | 362 | 164 | 51667 | 18186 | 7.5 | 34 | 0.20732
Garrison | 148 | 166 | 46250 | 7068 | 0 | 40 | 0.24096
Garvin | 110 | 56 | 45833 | 37323 | 6.7 | 23 | 0.41071
Gary | 297 | 140 | 73333 | 29703 | 0 | 34 | 0.24286
Gaylord | 1958 | 982 | 48654 | 7243 | 4.5 | 232 | 0.23625
Gem Lake | 528 | 180 | 117500 | 22494 | 1.2 | 19 | 0.10556
Geneva | 446 | 237 | 53542 | 21166 | 2.8 | 59 | 0.24895
Genola | 84 | 31 |  | ** | 0 | 36 | 1.1613
Georgetown | 56 | 34 | 67083 | 32082 | 16.7 | 15 | 0.44118
Ghent | 497 | 202 | 62083 | 15815 | 0.8 | 92 | 0.45545
Gibbon | 806 | 416 | 45598 | 8538 | 1.4 | 180 | 0.43269
Gilbert | 1828 | 941 | 51705 | 6503 | 3 | 488 | 0.5186
Gilman | 244 | 226 | 47750 | 14384 | 1.7 | 33 | 0.14602
Glencoe | 5488 | 2172 | 60609 | 13673 | 0.6 | 1054 | 0.48527
Glenville | 631 | 309 | 44750 | 12629 | 2.3 | 151 | 0.48867
Glenwood | 2563 | 1404 | 45852 | 4842 | 0.9 | 619 | 0.44088
Glyndon | 1362 | 488 | 80121 | 19851 | 4.2 | 221 | 0.45287
Golden Valley | 21611 | 10037 | 97783 | 8993 | 2.2 | 2230 | 0.22218
Gonvick | 233 | 139 | 32500 | 26336 | 13.4 | 76 | 0.54676
Goodhue | 1191 | 416 | 72037 | 8858 | 1.9 | 218 | 0.52404
Goodland CDP, Minnesota | 13 | 14 | 14500 | 2173 | 0 | 11 | 0.78571
Goodridge | 111 | 70 | 41250 | 15261 | 2.5 | 25 | 0.35714
Good Thunder | 558 | 268 | 69500 | 18345 | 2.9 | 92 | 0.34328
Goodview | 4132 | 1899 | 59036 | 8774 | 3.4 | 469 | 0.24697
Graceville | 629 | 289 | 45350 | 3436 | 2.5 | 181 | 0.6263
Granada | 228 | 134 | 46429 | 23578 | 0 | 61 | 0.45522
Grand Marais | 1426 | 888 | 55141 | 8576 | 0.3 | 325 | 0.36599
Grand Meadow | 1095 | 499 | 58654 | 8452 | 1.6 | 228 | 0.45691
Grand Rapids | 11218 | 5279 | 48247 | 6126 | 5 | 3006 | 0.56943
Granite Falls | 2636 | 1279 | 51006 | 3360 | 0.7 | 792 | 0.61923
Grant | 4106 | 1454 | 115850 | 17423 | 1.5 | 273 | 0.18776
Grasston | 156 | 70 | 66250 | 51348 | 10.1 | 24 | 0.34286
Greenbush | 739 | 312 | 53125 | 10580 | 0.3 | 73 | 0.23397
Greenfield | 3013 | 1063 | 123817 | 3672 | 3.6 | 122 | 0.11477
GreenIsle | 522 | 201 | 64750 | 12246 | 3.8 | 17 | 0.084577
Greenwald | 224 | 85 | 61528 | 10854 | 0.9 | 30 | 0.35294
Greenwood | 742 | 357 | 183750 | 58227 | 2.6 | 39 | 0.10924
Grey Eagle | 296 | 185 | 42917 | 22795 | 4.4 | 62 | 0.33514
Grove City | 791 | 332 | 49500 | 16576 | 3.1 | 267 | 0.80422
Grygla | 240 | 114 | 53636 | 10209 | 1.8 | 28 | 0.24561
Gully | 61 | 48 | 50329 | 16665 | 0 | 10 | 0.20833
Hackensack | 329 | 246 | 27218 | 7809 | 7.9 | 105 | 0.42683
Hadley | 56 | 32 | 51944 | 20351 | 0 | 6 | 0.1875
Hallock | 906 | 503 | 56087 | 6674 | 2.3 | 142 | 0.28231
Halma | 39 | 26 | 43333 | 33336 | 0 | 25 | 0.96154
Halstad | 587 | 292 | 50417 | 11109 | 0 | 70 | 0.23973
Hamburg | 554 | 218 | 76667 | 20061 | 5.4 | 46 | 0.21101
HamLake | 16630 | 6026 | 99736 | 8271 | 2.5 | 803 | 0.13326
Hammond | 109 | 61 | 76563 | 46409 | 0 | 7 | 0.11475
Hampton | 586 | 256 | 81731 | 7699 | 6.7 | 74 | 0.28906
Hancock | 746 | 317 | 67969 | 10265 | 7.2 | 118 | 0.37224
Hanley Falls | 469 | 169 | 44922 | 20538 | 6.9 | 77 | 0.45562
Hanover | 3414 | 1124 | 116458 | 13075 | 1.1 | 226 | 0.20107
Hanska | 426 | 192 | 43125 | 21715 | 2.4 | 80 | 0.41667
Harding | 156 | 51 | 61250 | 17574 | 0 | 34 | 0.66667
Hardwick | 203 | 121 | 32917 | 15454 | 0 | 60 | 0.49587
Harmony | 1028 | 594 | 58125 | 7963 | 0.6 | 96 | 0.16162
Harris | 988 | 429 | 80357 | 12225 | 4.1 | 67 | 0.15618
Hartland | 416 | 199 | 54821 | 11105 | 15 | 50 | 0.25126
Hastings | 22796 | 9241 | 75026 | 6689 | 1.7 | 2112 | 0.22855
Hatfield | 27 | 12 | 55625 | 21007 | 0 | 0 | 0
Hawley | 2075 | 899 | 78292 | 6396 | 2.7 | 254 | 0.28254
Hayfield | 1299 | 601 | 57198 | 3959 | 3.2 | 164 | 0.27288
Hayward | 227 | 111 | 45972 | 3641 | 1.7 | 46 | 0.41441
Hazel Run | 92 | 29 | 53542 | 20258 | 15.8 | 39 | 1.3448
Hector | 1093 | 561 | 52270 | 2674 | 0.5 | 267 | 0.47594
Heidelberg | 216 | 73 | 95000 | 15224 | 5.9 | 1 | 0.013699
Henderson | 926 | 365 | 74545 | 10307 | 1.4 | 110 | 0.30137
Hendricks | 684 | 430 | 38839 | 6024 | 3.9 | 175 | 0.40698
Hendrum | 216 | 127 | 44375 | 36639 | 4.4 | 63 | 0.49606
Henning | 806 | 419 | 40962 | 5898 | 2.8 | 183 | 0.43675
Henriette | 59 | 32 | 27917 | 21165 | 13.8 | 31 | 0.96875
Herman | 521 | 370 | 49934 | 10560 | 23.4 | 126 | 0.34054
Hermantown | 9577 | 3761 | 80500 | 15651 | 2 | 1038 | 0.27599
HeronLake | 701 | 349 | 69375 | 17574 | 1 | 94 | 0.26934
Hewitt | 232 | 135 | 43750 | 18373 | 1.6 | 34 | 0.25185
Hibbing | 15923 | 8160 | 47030 | 3990 | 3.9 | 3914 | 0.47966
High Forest CDP, Minnesota | 118 | 46 | 99063 | 7359 | 0 | 6 | 0.13043
Hill City | 657 | 487 | 37826 | 3872 | 8.4 | 260 | 0.53388
Hillman | 35 | 13 |  | ** | 26.3 | 14 | 1.0769
Hills | 819 | 368 | 68077 | 11512 | 3.6 | 83 | 0.22554
Hilltop | 1007 | 439 | 37177 | 5107 | 14.7 | 322 | 0.73349
Hinckley | 1499 | 777 | 35313 | 7539 | 8.7 | 579 | 0.74517
Hitterdal | 317 | 149 | 46875 | 17401 | 0 | 42 | 0.28188
Hoffman | 585 | 288 | 46563 | 8606 | 3.8 | 118 | 0.40972
Hokah | 592 | 292 | 41771 | 14033 | 0 | 85 | 0.2911
Holdingford | 674 | 332 | 66544 | 8801 | 0.5 | 79 | 0.23795
Holland | 180 | 88 | 48750 | 17563 | 0.8 | 49 | 0.55682
Hollandale | 380 | 156 | 57813 | 8238 | 0 | 52 | 0.33333
Holloway | 91 | 67 | 38250 | 15012 | 3.5 | 26 | 0.38806
Holt | 82 | 25 | 72917 | 17335 | 0 | 5 | 0.2
Homer CDP, Minnesota | 176 | 85 | 59167 | 15152 | 0 | 22 | 0.25882
Hopkins | 18400 | 9346 | 59141 | 5639 | 5.4 | 3697 | 0.39557
Houston | 984 | 479 | 43958 | 8253 | 5.3 | 295 | 0.61587
Howard Lake | 1897 | 889 | 61400 | 11087 | 1.3 | 201 | 0.2261
Hoyt Lakes | 2099 | 975 | 58750 | 9912 | 14.9 | 264 | 0.27077
Hubbard CDP, Minnesota | 25 | 30 | 34375 | 2815 | 0 | 15 | 0.5
Hugo | 15008 | 5757 | 92032 | 6108 | 2.3 | 899 | 0.15616
Humboldt | 48 | 32 |  | ** | 0 | 12 | 0.375
Hutchinson | 13935 | 6868 | 56083 | 3871 | 4.2 | 2387 | 0.34755
Ihlen | 48 | 35 | 58750 | 10163 | 10.3 | 9 | 0.25714
Independence | 3778 | 1165 | 180357 | 58652 | 0 | 329 | 0.2824
Inger CDP, Minnesota | 148 | 58 | 22446 | 20251 | 13.8 | 123 | 2.1207
International Falls | 5876 | 3156 | 47301 | 5725 | 7.9 | 1356 | 0.42966
Inver Grove Heights | 35492 | 15059 | 83155 | 5065 | 3.3 | 4970 | 0.33004
Iona | 171 | 82 | 51250 | 19940 | 0 | 36 | 0.43902
Iron Junction | 93 | 46 | 49063 | 45836 | 0 | 18 | 0.3913
Ironton | 505 | 259 | 44250 | 13468 | 6.8 | 141 | 0.5444
Isanti | 6016 | 2272 | 73580 | 10173 | 2.3 | 1240 | 0.54577
Isle | 698 | 531 | 31875 | 5114 | 11.8 | 268 | 0.50471
Ivanhoe | 617 | 380 | 47917 | 11495 | 2.3 | 117 | 0.30789
Jackson | 3208 | 1688 | 63125 | 8922 | 4.2 | 676 | 0.40047
Janesville | 2502 | 1041 | 61452 | 7467 | 5.9 | 427 | 0.41018
Jasper | 671 | 343 | 42273 | 11097 | 6.5 | 248 | 0.72303
Jeffers | 342 | 208 | 40000 | 3873 | 7.7 | 98 | 0.47115
Jenkins | 470 | 193 | 51875 | 9877 | 1.7 | 132 | 0.68394
Johnson | 14 | 13 |  | ** | 0 | 0 | 0
Jordan | 6289 | 2052 | 89125 | 12199 | 3.6 | 889 | 0.43324
Kandiyohi | 421 | 195 | 60250 | 6724 | 1.9 | 70 | 0.35897
Karlstad | 747 | 477 | 48462 | 7176 | 1.9 | 146 | 0.30608
Kasota | 737 | 317 | 47273 | 12691 | 13.3 | 212 | 0.66877
Kasson | 6425 | 2506 | 78353 | 5876 | 1.9 | 510 | 0.20351
Keewatin | 1255 | 650 | 43967 | 4887 | 6.6 | 375 | 0.57692
Kelliher | 279 | 170 | 53125 | 51779 | 0 | 97 | 0.57059
Kellogg | 432 | 188 | 54423 | 9365 | 1.5 | 54 | 0.28723
Kennedy | 211 | 126 | 65625 | 18395 | 0.8 | 12 | 0.095238
Kenneth | 59 | 35 | 53194 | 30888 | 0 | 24 | 0.68571
Kensington | 229 | 128 | 47917 | 10860 | 10.2 | 51 | 0.39844
Kent | 40 | 22 | 50000 | 7561 | 0 | 0 | 0
Kenyon | 1865 | 824 | 60568 | 7499 | 4.3 | 276 | 0.33495
Kerkhoven | 714 | 353 | 41607 | 9126 | 2.8 | 201 | 0.56941
Kerrick | 53 | 21 | 65208 | 30430 | 37.5 | 6 | 0.28571
Kettle River | 160 | 81 | 38750 | 14920 | 1.2 | 24 | 0.2963
Kiester | 552 | 308 | 43194 | 4757 | 7.9 | 166 | 0.53896
Kilkenny | 119 | 70 | 43542 | 10634 | 2.9 | 39 | 0.55714
Kimball | 767 | 322 | 64583 | 7419 | 3.7 | 92 | 0.28571
Kinbrae | 4 | 4 |  | ** | 0 | 0 | 0
Kingston | 222 | 93 | 62500 | 33178 | 0 | 15 | 0.16129
Kinney | 186 | 90 | 46250 | 2568 | 19.7 | 53 | 0.58889
Knife River CDP, Minnesota | 23 | 131 |  | ** | - | 0 | 0
La Crescent | 5135 | 2324 | 59406 | 14972 | 0 | 522 | 0.22461
Lafayette | 545 | 249 | 78333 | 10954 | 2 | 85 | 0.34137
Lake Benton | 638 | 372 | 46538 | 12096 | 4 | 198 | 0.53226
Lake Bronson | 200 | 173 | 45673 | 6923 | 18.8 | 40 | 0.23121
Lake City | 5050 | 2593 | 60481 | 6696 | 3.9 | 812 | 0.31315
Lake Crystal | 2496 | 1144 | 63672 | 10077 | 3.1 | 311 | 0.27185
Lake Elmo | 9071 | 3268 | 145433 | 23687 | 2.4 | 650 | 0.1989
Lakefield | 1683 | 810 | 53914 | 3222 | 2.4 | 313 | 0.38642
Lake George CDP, Minnesota | 307 | 210 | 59531 | 14593 | 14 | 29 | 0.1381
Lake Henry | 86 | 50 | 88269 | 6522 | 1.5 | 4 | 0.08
Lakeland | 1723 | 806 | 86739 | 7390 | 3.3 | 147 | 0.18238
Lakeland Shores | 355 | 118 | 120000 | 7982 | 0 | 32 | 0.27119
Lake Lillian | 258 | 120 | 55114 | 4991 | 2.3 | 48 | 0.4
Lake Park | 631 | 281 | 46500 | 6828 | 0.9 | 131 | 0.46619
Lake St.Croix Beach | 1091 | 536 | 83056 | 15084 | 1.5 | 156 | 0.29104
Lake Shore | 968 | 1098 | 97802 | 10231 | 3.5 | 113 | 0.10291
Lakeville | 65710 | 23168 | 112020 | 4629 | 2.2 | 4377 | 0.18892
Lake Wilson | 220 | 136 | 52917 | 15771 | 0.9 | 38 | 0.27941
Lamberton | 831 | 432 | 50357 | 6781 | 1.4 | 216 | 0.5
Lancaster | 425 | 213 | 52206 | 6258 | 12.3 | 58 | 0.2723
Landfall | 796 | 293 | 35536 | 10367 | 1.8 | 315 | 1.0751
Lanesboro | 778 | 458 | 60625 | 8878 | 0.3 | 108 | 0.23581
Lansing CDP, Minnesota | 173 | 97 |  | ** | 0 | 48 | 0.49485
Laporte | 105 | 73 | 48906 | 10560 | 0 | 16 | 0.21918
La Prairie | 732 | 306 | 63929 | 21331 | 0.9 | 117 | 0.38235
La Salle | 76 | 36 | 48125 | 16076 | 0 | 8 | 0.22222
Lastrup | 146 | 54 | 53125 | 26034 | 2.7 | 22 | 0.40741
Lauderdale | 2624 | 1382 | 65578 | 9716 | 8.8 | 415 | 0.30029
Le Center | 2651 | 1054 | 53424 | 9454 | 8 | 623 | 0.59108
Lengby | 52 | 43 | 56875 | 16722 | 0 | 16 | 0.37209
Leonard | 56 | 27 | 63750 | 42045 | 0 | 5 | 0.18519
Leonidas | 37 | 22 |  | ** | 0 | 13 | 0.59091
Leota CDP, Minnesota | 153 | 93 | 46500 | 6427 | 3.4 | 9 | 0.096774
Le Roy | 1006 | 439 | 45938 | 7952 | 0 | 194 | 0.44191
Lester Prairie | 1719 | 712 | 63000 | 13337 | 1 | 338 | 0.47472
Le Sueur | 4028 | 1749 | 59864 | 10029 | 1.7 | 941 | 0.53802
Lewiston | 1828 | 677 | 72375 | 8764 | 3.8 | 237 | 0.35007
Lewisville | 333 | 132 | 51111 | 15046 | 2.3 | 161 | 1.2197
Lexington | 2276 | 945 | 65333 | 13718 | 7.8 | 530 | 0.56085
Lilydale | 892 | 660 | 93375 | 22888 | 5.2 | 80 | 0.12121
Lindstrom | 4662 | 1757 | 103102 | 18407 | 1.5 | 412 | 0.23449
Lino Lakes | 21748 | 7384 | 107647 | 8326 | 2.8 | 1172 | 0.15872
Lismore | 270 | 182 | 48977 | 836 | 0 | 45 | 0.24725
Litchfield | 6640 | 3147 | 51352 | 6412 | 1.8 | 1258 | 0.39975
Little Canada | 10423 | 4894 | 55893 | 5820 | 3 | 1778 | 0.3633
Little Falls | 8663 | 4007 | 40044 | 8247 | 5.7 | 2466 | 0.61542
Littlefork | 712 | 342 | 51250 | 15202 | 4.8 | 189 | 0.55263
Little Rock CDP, Minnesota | 913 | 296 | 38750 | 7822 | 32.5 | 595 | 2.0101
Long Beach | 254 | 220 | 87500 | 16504 | 2.3 | 20 | 0.090909
Long Lake | 1779 | 728 | 76417 | 12212 | 5.1 | 303 | 0.41621
Long Prairie | 3308 | 1446 | 47019 | 9178 | 8.1 | 663 | 0.45851
Longville | 179 | 218 | 41406 | 1193 | 10.4 | 37 | 0.16972
Lonsdale | 4102 | 1377 | 95398 | 14289 | 1.5 | 277 | 0.20116
Loretto | 737 | 288 | 73942 | 24304 | 2.8 | 63 | 0.21875
Louisburg | 27 | 24 | 41429 | 10097 | 8.3 | 2 | 0.083333
Lowry | 345 | 140 | 70341 | 15239 | 2.4 | 74 | 0.52857
Lucan | 166 | 88 | 40625 | 22020 | 0 | 52 | 0.59091
Lutsen CDP, Minnesota | 218 | 309 | 42348 | 30399 | 10.3 | 40 | 0.12945
Luverne | 4557 | 2114 | 63368 | 9862 | 1.1 | 896 | 0.42384
Lyle | 486 | 217 | 41563 | 4641 | 9.5 | 200 | 0.92166
Lynd | 419 | 212 | 52500 | 7785 | 1.7 | 81 | 0.38208
Mabel | 797 | 395 | 60000 | 11009 | 3.1 | 138 | 0.34937
McGrath | 32 | 46 |  | ** | 0 | 20 | 0.43478
McGregor | 429 | 211 | 36696 | 10204 | 9.4 | 149 | 0.70616
McIntosh | 647 | 309 | 47656 | 13625 | 3 | 145 | 0.46926
McKinley | 131 | 82 | 45833 | 38143 | 0 | 48 | 0.58537
Madelia | 2539 | 1062 | 52386 | 15265 | 2.2 | 557 | 0.52448
Madison | 1647 | 1032 | 42500 | 6320 | 1.7 | 341 | 0.33043
Madison Lake | 1081 | 698 | 90893 | 14591 | 2.5 | 128 | 0.18338
Magnolia | 193 | 105 | 43750 | 14186 | 0 | 10 | 0.095238
Mahnomen | 1160 | 546 | 38333 | 5134 | 10.1 | 386 | 0.70696
Mahnomen CDP, Minnesota | 215 | 71 | 23750 | 14007 | 33.7 | 135 | 1.9014
Mahtomedi | 8232 | 3151 | 112105 | 13562 | 3 | 667 | 0.21168
Mahtowa CDP, Minnesota | 373 | 165 | 66250 | 18592 | 1.1 | 24 | 0.14545
Manchester | 56 | 28 | 54167 | 43600 | 0 | 17 | 0.60714
Manhattan Beach | 29 | 46 | 33750 | 16752 | 0 | 12 | 0.26087
Mankato | 42685 | 18306 | 52411 | 3861 | 4.5 | 13195 | 0.7208
Mantorville | 950 | 371 | 86500 | 19217 | 0.9 | 79 | 0.21294
Maple Grove | 71569 | 28671 | 113793 | 4824 | 2.7 | 4490 | 0.1566
Maple Lake | 2162 | 871 | 68295 | 6629 | 4.9 | 347 | 0.39839
Maple Plain | 1737 | 770 | 64821 | 16602 | 2.3 | 325 | 0.42208
Mapleton | 1606 | 689 | 68478 | 5014 | 3 | 162 | 0.23512
Mapleview | 142 | 103 | 38750 | 22302 | 10.4 | 53 | 0.51456
Maplewood | 40684 | 15295 | 72959 | 5231 | 4 | 7325 | 0.47891
Marble | 534 | 285 | 34750 | 13251 | 9.1 | 235 | 0.82456
Marietta | 167 | 108 | 23846 | 6570 | 0 | 83 | 0.76852
Marine on St. Croix | 671 | 324 | 107857 | 51575 | 1.9 | 66 | 0.2037
Marion CDP, Minnesota | 326 | 101 |  | ** | 0 | 7 | 0.069307
Marshall | 13604 | 5925 | 48236 | 4966 | 2.6 | 3343 | 0.56422
Martin Lake CDP, Minnesota | 904 | 459 | 73466 | 25726 | 2.6 | 69 | 0.15033
Mayer | 2313 | 757 | 100958 | 5249 | 3 | 173 | 0.22853
Maynard | 357 | 215 | 35833 | 5768 | 4 | 86 | 0.4
Mazeppa | 935 | 445 | 73529 | 7975 | 2.7 | 218 | 0.48989
Meadowlands | 140 | 71 | 26875 | 9652 | 0 | 66 | 0.92958
Medford | 1220 | 459 | 78929 | 12866 | 3 | 78 | 0.16993
Medicine Lake | 475 | 223 | 103125 | 47989 | 0.8 | 12 | 0.053812
Medina | 6549 | 2347 | 156563 | 46364 | 1.5 | 373 | 0.15893
Meire Grove | 167 | 75 | 59375 | 14426 | 1.8 | 28 | 0.37333
Melrose | 3651 | 1667 | 50920 | 4397 | 2 | 561 | 0.33653
Menahga | 1053 | 575 | 40655 | 5264 | 5.1 | 340 | 0.5913
Mendota | 149 | 75 | 49821 | 45731 | 1.1 | 22 | 0.29333
Mendota Heights | 11339 | 4688 | 119347 | 9111 | 2 | 1029 | 0.2195
Mentor | 147 | 85 |  | ** | 1.6 | 57 | 0.67059
Merrifield CDP, Minnesota | 41 | 40 |  | ** | 0 | 11 | 0.275
Middle River | 281 | 162 | 41429 | 8909 | 2.7 | 67 | 0.41358
Midway CDP, Minnesota | 37 | 9 | 39583 | 37233 | 26.7 | 17 | 1.8889
Miesville | 136 | 59 | 83750 | 37393 | 0 | 12 | 0.20339
Milaca | 2894 | 1440 | 41695 | 5645 | 3.3 | 610 | 0.42361
Milan | 364 | 173 | 48750 | 18015 | 2 | 140 | 0.80925
Millerville | 106 | 48 | 49375 | 11678 | 9.4 | 28 | 0.58333
Millville | 267 | 95 | 56071 | 8210 | 0 | 32 | 0.33684
Milroy | 188 | 109 | 54167 | 10380 | 2 | 17 | 0.15596
Miltona | 372 | 154 | 56000 | 20315 | 3.4 | 94 | 0.61039
Minneapolis | 424536 | 190105 | 66068 | 1092 | 5.2 | 108656 | 0.57156
Minneiska | 97 | 55 | 73250 | 27395 | 3.3 | 15 | 0.27273
Minneota | 1307 | 627 | 58824 | 6356 | 4.8 | 174 | 0.27751
Minnesota City | 155 | 80 | 58750 | 15318 | 2.2 | 13 | 0.1625
Minnesota Lake | 575 | 300 | 53750 | 12779 | 4.1 | 126 | 0.42
Minnetonka | 53760 | 24432 | 100363 | 3599 | 2.3 | 3329 | 0.13626
Minnetonka Beach | 590 | 235 | 250000 | *** | 0 | 8 | 0.034043
Minnetrista | 7989 | 2874 | 144188 | 40369 | 8.6 | 754 | 0.26235
Mizpah | 85 | 43 | 61458 | 4880 | 11.1 | 22 | 0.51163
Montevideo | 5071 | 2599 | 51953 | 8215 | 5.7 | 1175 | 0.4521
Montgomery | 3008 | 1265 | 56042 | 11288 | 1.9 | 555 | 0.43874
Monticello | 13700 | 5104 | 71399 | 5531 | 2.8 | 2281 | 0.4469
Montrose | 3505 | 1317 | 72375 | 7952 | 5.2 | 577 | 0.43812
Moorhead | 43409 | 18245 | 61220 | 3428 | 3.8 | 9640 | 0.52836
MooseLake | 2804 | 511 | 42102 | 8741 | 1 | 958 | 1.8748
Mora | 3519 | 1569 | 40500 | 4913 | 1.2 | 931 | 0.59337
Morgan | 844 | 404 | 51250 | 13967 | 1.5 | 111 | 0.27475
Morris | 5320 | 2362 | 58628 | 11187 | 1.8 | 1360 | 0.57578
Morristown | 959 | 434 | 58750 | 19506 | 2.9 | 167 | 0.38479
Morton | 373 | 173 | 48125 | 11420 | 1.5 | 67 | 0.38728
Motley | 570 | 376 | 32500 | 11337 | 4.1 | 184 | 0.48936
Mound | 9498 | 4949 | 75542 | 11204 | 1.8 | 1103 | 0.22287
Mounds View | 13193 | 5188 | 73243 | 6755 | 5.1 | 2224 | 0.42868
Mountain Iron | 2854 | 1460 | 65506 | 11536 | 2.5 | 537 | 0.36781
Mountain Lake | 2022 | 895 | 40129 | 6324 | 6.3 | 647 | 0.72291
Murdock | 232 | 102 | 61719 | 9288 | 5.7 | 34 | 0.33333
Myrtle | 69 | 28 | 31250 | 5446 | 0 | 38 | 1.3571
Nashua | 64 | 15 | 46250 | 22770 | 0 | 61 | 4.0667
Nashwauk | 1104 | 609 | 50893 | 9072 | 9.8 | 205 | 0.33662
Nassau | 67 | 49 | 73333 | 27535 | 0 | 14 | 0.28571
Naytahwaush CDP, Minnesota | 476 | 191 | 30625 | 6566 | 16.4 | 311 | 1.6283
Nelson | 114 | 76 | 53750 | 14534 | 2.4 | 19 | 0.25
Nerstrand | 306 | 140 | 57083 | 18713 | 0.5 | 30 | 0.21429
Nett Lake CDP, Minnesota | 249 | 110 | 29583 | 14001 | 11.5 | 102 | 0.92727
Nevis | 493 | 235 | 42639 | 5117 | 2.2 | 199 | 0.84681
New Auburn | 485 | 259 | 34625 | 21764 | 3.2 | 85 | 0.32819
New Brighton | 22663 | 9148 | 75099 | 7644 | 3.7 | 3983 | 0.4354
Newfolden | 410 | 166 | 59028 | 6320 | 0.9 | 36 | 0.21687
New Germany | 461 | 182 | 67083 | 14017 | 2 | 38 | 0.20879
New Hope | 20913 | 8677 | 60762 | 4144 | 3.9 | 4096 | 0.47205
New London | 1249 | 556 | 56006 | 6072 | 0.3 | 222 | 0.39928
New Munich | 309 | 118 | 66000 | 7616 | 4.1 | 38 | 0.32203
Newport | 3664 | 1542 | 58569 | 7245 | 4 | 446 | 0.28923
New Prague | 8022 | 3167 | 81837 | 11543 | 2.8 | 546 | 0.1724
New Richland | 1039 | 488 | 41989 | 11632 | 4.4 | 220 | 0.45082
New Trier | 84 | 28 | 87500 | 18025 | 1.8 | 6 | 0.21429
New Ulm | 13209 | 6084 | 58839 | 4535 | 2.6 | 1959 | 0.32199
New York Mills | 1249 | 619 | 45000 | 11468 | 3.6 | 351 | 0.56704
Nicollet | 1037 | 395 | 72188 | 13368 | 1.9 | 226 | 0.57215
Nielsville | 93 | 51 |  | ** | 28.6 | 48 | 0.94118
Nimrod | 125 | 92 | 70893 | 61463 | 1.3 | 36 | 0.3913
Nisswa | 1742 | 1429 | 68393 | 12821 | 1.7 | 174 | 0.12176
Norcross | 63 | 37 | 80956 | 27482 | 4.7 | 4 | 0.10811
North Branch | 10585 | 4064 | 85213 | 6487 | 3.3 | 1399 | 0.34424
Northfield | 20399 | 6650 | 69407 | 4667 | 5.4 | 2122 | 0.3191
North Mankato | 13903 | 6064 | 71023 | 4690 | 2.8 | 1914 | 0.31563
North Oaks | 5244 | 1876 | 210370 | 33217 | 0.6 | 199 | 0.10608
Northome | 218 | 140 | 52188 | 20859 | 1.1 | 53 | 0.37857
Northrop | 193 | 107 | 47917 | 12711 | 0 | 16 | 0.14953
North St. Paul | 12421 | 4619 | 67595 | 5132 | 4.3 | 2697 | 0.58389
Norwood Young America | 3746 | 1391 | 69023 | 5004 | 4.8 | 412 | 0.29619
Nowthen | 4715 | 1450 | 124492 | 31665 | 1 | 317 | 0.21862
Oakdale | 27925 | 11530 | 74303 | 5026 | 4.9 | 3886 | 0.33703
Oak Grove | 8819 | 3078 | 107112 | 8641 | 2.2 | 342 | 0.11111
Oak Park Heights | 4914 | 2373 | 71140 | 12985 | 0.6 | 336 | 0.14159
Odessa | 91 | 77 | 57917 | 31211 | 6.3 | 9 | 0.11688
Odin | 132 | 71 | 43214 | 10619 | 1.5 | 48 | 0.67606
Ogema | 211 | 83 | 43500 | 3909 | 13.3 | 73 | 0.87952
Ogilvie | 463 | 185 | 43750 | 12803 | 1.3 | 210 | 1.1351
Okabena | 208 | 99 | 73281 | 28436 | 2.3 | 29 | 0.29293
Oklee | 479 | 224 | 43333 | 12921 | 1.5 | 140 | 0.625
Olivia | 2397 | 1257 | 51750 | 12904 | 5.4 | 504 | 0.40095
Onamia | 929 | 449 | 30592 | 10446 | 2.3 | 287 | 0.6392
Ormsby | 106 | 71 |  | ** | 4.2 | 33 | 0.46479
Orono | 8217 | 3389 | 169557 | 33671 | 1.9 | 430 | 0.12688
Oronoco | 1517 | 517 | 120625 | 10248 | 0.4 | 40 | 0.077369
Orr | 227 | 146 | 49688 | 11960 | 0 | 67 | 0.4589
Ortonville | 2017 | 1184 | 46250 | 11557 | 4.3 | 544 | 0.45946
Osage CDP, Minnesota | 258 | 181 | 52115 | 9558 | 6.5 | 81 | 0.44751
Osakis | 1744 | 1075 | 44291 | 8292 | 4.9 | 384 | 0.35721
Oslo | 304 | 132 | 61250 | 10479 | 3 | 27 | 0.20455
Osseo | 2738 | 1358 | 54636 | 5570 | 6.6 | 304 | 0.22386
Ostrander | 288 | 113 | 53438 | 27224 | 3.9 | 77 | 0.68142
Otsego | 17429 | 5784 | 110833 | 8826 | 2.1 | 397 | 0.068638
Ottertail | 531 | 360 | 79583 | 20351 | 2 | 152 | 0.42222
Owatonna | 25716 | 11083 | 66037 | 4903 | 3.7 | 4687 | 0.4229
Palisade | 218 | 116 | 37222 | 25480 | 8 | 98 | 0.84483
Parkers Prairie | 1119 | 464 | 53036 | 9927 | 3.7 | 189 | 0.40733
Park Rapids | 4151 | 2085 | 37955 | 3803 | 4.1 | 1364 | 0.6542
Paynesville | 2525 | 1138 | 55536 | 7560 | 4.7 | 521 | 0.45782
Pease | 199 | 106 | 54107 | 8772 | 2.6 | 42 | 0.39623
Pelican Rapids | 2512 | 991 | 49274 | 10925 | 3.1 | 922 | 0.93037
Pemberton | 255 | 95 | 56250 | 10658 | 4.1 | 64 | 0.67368
Pennock | 484 | 191 | 69231 | 9640 | 4.6 | 77 | 0.40314
Pequot Lakes | 2128 | 1438 | 54671 | 8359 | 7.2 | 537 | 0.37344
Perham | 3506 | 1618 | 44672 | 5374 | 8.5 | 702 | 0.43387
Perley | 76 | 48 | 61042 | 16315 | 17.3 | 10 | 0.20833
Peterson | 260 | 137 | 63250 | 22517 | 2.7 | 48 | 0.35036
Pickwick CDP, Minnesota | 90 | 54 | 70833 | 39118 | 38 | 0 | 0
Pierz | 1573 | 599 | 52688 | 10219 | 5.6 | 343 | 0.57262
Pillager | 382 | 181 | 44375 | 12590 | 4.3 | 108 | 0.59669
Pine Bend CDP, Minnesota | 51 | 15 | 33929 | 2774 | 22.2 | 34 | 2.2667
Pine City | 3113 | 1677 | 40553 | 7021 | 7.3 | 833 | 0.49672
Pine Island | 3629 | 1451 | 72292 | 6661 | 3.8 | 303 | 0.20882
Pine Point CDP, Minnesota | 434 | 169 | 25259 | 5991 | 29.3 | 346 | 2.0473
Pine River | 960 | 563 | 34965 | 3044 | 2.6 | 292 | 0.51865
Pine Springs | 440 | 159 | 132778 | 25073 | 2.2 | 12 | 0.075472
Pipestone | 4046 | 2210 | 43962 | 5675 | 3.8 | 1014 | 0.45882
Plainview | 3292 | 1427 | 58534 | 13621 | 3.7 | 773 | 0.5417
Plato | 226 | 114 | 53750 | 11293 | 0 | 15 | 0.13158
Plummer | 282 | 165 | 67083 | 24346 | 1.1 | 45 | 0.27273
Plymouth | 78879 | 32897 | 112631 | 5825 | 2.3 | 4862 | 0.14779
Ponemah CDP, Minnesota | 688 | 169 | 31019 | 6945 | 26.9 | 375 | 2.2189
Porter | 160 | 100 | 41875 | 13870 | 2.2 | 21 | 0.21
Preston | 1192 | 717 | 45556 | 8122 | 1.5 | 245 | 0.3417
Princeton | 4701 | 2034 | 37445 | 7001 | 4.4 | 1128 | 0.55457
Prinsburg | 561 | 233 | 68393 | 26407 | 0 | 118 | 0.50644
Prior Lake | 26775 | 10165 | 108481 | 5394 | 2 | 2200 | 0.21643
Proctor | 3039 | 1338 | 61176 | 20962 | 4.4 | 417 | 0.31166
Quamba | 85 | 41 | 44167 | 23144 | 6.1 | 25 | 0.60976
Racine | 489 | 180 | 65625 | 11650 | 1.2 | 62 | 0.34444
Ramsey | 27201 | 9866 | 97779 | 3629 | 3.3 | 1983 | 0.20099
Randall | 581 | 270 | 50341 | 10222 | 5.3 | 137 | 0.50741
Randolph | 481 | 202 | 78750 | 20035 | 6.7 | 42 | 0.20792
Ranier | 630 | 351 | 60000 | 13307 | 8.8 | 151 | 0.4302
Raymond | 779 | 366 | 54960 | 19742 | 3 | 179 | 0.48907
Redby CDP, Minnesota | 1500 | 355 | 39375 | 10318 | 17.5 | 905 | 2.5493
Red Lake CDP, Minnesota | 1593 | 543 | 44318 | 8789 | 22.6 | 750 | 1.3812
Red Lake Falls | 1319 | 685 | 49280 | 8447 | 0.7 | 265 | 0.38686
Red Wing | 16366 | 7406 | 57056 | 5149 | 4.8 | 2940 | 0.39698
Redwood Falls | 4977 | 2410 | 52418 | 10086 | 1.1 | 981 | 0.40705
Regal | 51 | 21 | 71875 | 33403 | 0 | 3 | 0.14286
Remer | 343 | 214 | 21528 | 10275 | 7.8 | 153 | 0.71495
Renville | 1271 | 631 | 64327 | 10425 | 6.3 | 272 | 0.43106
Revere | 67 | 34 | 34375 | 8273 | 2.9 | 38 | 1.1176
Rice | 1734 | 614 | 85114 | 11189 | 2.6 | 203 | 0.33062
Rice Lake CDP, Minnesota | 267 | 101 | 47782 | 2233 | 27.3 | 177 | 1.7525
Rice Lake | 4136 | 1822 | 78795 | 8218 | 2.5 | 449 | 0.24643
Richfield | 36253 | 15802 | 70091 | 2876 | 5 | 4948 | 0.31312
Richmond | 1384 | 591 | 56042 | 6041 | 2.6 | 198 | 0.33503
Richville | 79 | 43 | 66250 | 51337 | 0 | 22 | 0.51163
Riverland CDP, Minnesota | 265 | 80 | 26719 | 4555 | 28.7 | 204 | 2.55
Riverton | 205 | 85 | 36979 | 32623 | 0 | 99 | 1.1647
Robbinsdale | 14393 | 6619 | 73510 | 5705 | 4 | 2348 | 0.35474
Rochester | 117134 | 50944 | 76034 | 2188 | 3.9 | 18249 | 0.35822
Rock Creek | 1801 | 643 | 73319 | 4066 | 6.9 | 141 | 0.21928
Rockford | 4481 | 1640 | 73649 | 10981 | 2.5 | 568 | 0.34634
Rockville | 2571 | 1163 | 88438 | 13046 | 2 | 343 | 0.29493
Rogers | 13183 | 4574 | 133988 | 21635 | 1.2 | 385 | 0.084171
Rollingstone | 651 | 246 | 77500 | 13265 | 2.9 | 80 | 0.3252
Ronneby CDP, Minnesota | 45 | 13 | 96250 | 46071 | 3.7 | 2 | 0.15385
Roosevelt | 126 | 48 | 56458 | 9430 | 0 | 28 | 0.58333
Roscoe | 131 | 55 | 53750 | 30455 | 4.2 | 42 | 0.76364
Roseau | 2686 | 1466 | 55815 | 3257 | 4.1 | 350 | 0.23874
Rose Creek | 536 | 214 | 59464 | 6948 | 0 | 70 | 0.3271
Rosemount | 24792 | 8920 | 110573 | 7080 | 3 | 1397 | 0.15661
Roseville | 36139 | 16031 | 74571 | 3019 | 4 | 4136 | 0.258
Rothsay | 502 | 258 | 63839 | 5188 | 0.4 | 72 | 0.27907
Round Lake | 425 | 239 | 54063 | 3452 | 1.8 | 88 | 0.3682
Royalton | 1186 | 521 | 54667 | 7876 | 3.8 | 332 | 0.63724
Roy Lake CDP, Minnesota | 54 | 51 | 131875 | 59573 | 0 | 23 | 0.45098
Rush City | 3175 | 988 | 48182 | 5401 | 6.3 | 525 | 0.53138
Rushford | 1774 | 804 | 62148 | 7744 | 3.2 | 180 | 0.22388
Rushford Village | 759 | 353 | 76563 | 20855 | 1.6 | 103 | 0.29178
Rushmore | 343 | 185 | 40833 | 12007 | 5 | 100 | 0.54054
Russell | 312 | 167 | 53594 | 9037 | 6.3 | 25 | 0.1497
Ruthton | 236 | 118 | 43594 | 4046 | 0.9 | 92 | 0.77966
Rutledge | 240 | 149 | 53173 | 5573 | 0 | 69 | 0.46309
Sabin | 545 | 212 | 102500 | 19875 | 3 | 27 | 0.12736
Sacred Heart | 590 | 305 | 44583 | 19944 | 5.2 | 220 | 0.72131
St. Anthony city (Hennepin and Ramsey Counties), Minnesota | 9035 | 4270 | 85469 | 13434 | 4 | 994 | 0.23279
St. Anthony city (StearnsCounty), Minnesota | 80 | 29 | 56250 | 15703 | 2.2 | 13 | 0.44828
St. Augusta | 3785 | 1258 | 97167 | 8848 | 3.1 | 211 | 0.16773
St. Bonifacius | 2017 | 854 | 95750 | 24701 | 2.2 | 167 | 0.19555
St. Charles | 3749 | 1564 | 85899 | 8215 | 2.7 | 267 | 0.17072
St. Clair | 764 | 300 | 74688 | 15212 | 4.7 | 93 | 0.31
St. Cloud | 68390 | 28559 | 50335 | 2935 | 7.6 | 20950 | 0.73357
St. Francis | 7793 | 2674 | 85607 | 5391 | 3 | 1004 | 0.37547
St. Hilaire | 254 | 102 | 87500 | 49254 | 1.2 | 21 | 0.20588
St. James | 4414 | 2028 | 38662 | 5344 | 4.5 | 1189 | 0.58629
St. John's University CDP, Minnesota | 1637 | 6 |  | ** | 9.1 | 41 | 6.8333
St. Joseph | 7448 | 2358 | 67350 | 9041 | 2.9 | 1775 | 0.75276
St. Leo | 161 | 83 | 48750 | 23999 | 1.5 | 40 | 0.48193
St. LouisPark | 48874 | 24749 | 84694 | 3115 | 2.4 | 5035 | 0.20344
St. Martin | 356 | 140 | 73750 | 16818 | 0 | 54 | 0.38571
St. MarysPoint | 440 | 170 | 101875 | 48700 | 2.3 | 21 | 0.12353
St. Michael | 17871 | 6183 | 109487 | 9118 | 3 | 833 | 0.13472
St. Paul | 305877 | 121887 | 59717 | 1122 | 5 | 84665 | 0.69462
St. PaulPark | 5404 | 2220 | 84167 | 12926 | 2.7 | 392 | 0.17658
St. Peter | 11934 | 4170 | 54455 | 6643 | 2.3 | 2253 | 0.54029
St. Rosa | 38 | 25 | 76875 | 47964 | 0 | 8 | 0.32
St. Stephen | 851 | 330 | 82273 | 5057 | 3.1 | 79 | 0.23939
St. Vincent | 36 | 37 | 45417 | 10313 | 8.7 | 4 | 0.10811
Sanborn | 302 | 187 | 41563 | 8749 | 2.3 | 103 | 0.5508
Sandstone | 2624 | 614 | 43641 | 6285 | 5.2 | 580 | 0.94463
Sargeant | 44 | 27 | 41250 | 22674 | 0 | 15 | 0.55556
Sartell | 18439 | 7243 | 69577 | 6135 | 3.6 | 2063 | 0.28483
Sauk Centre | 4466 | 2062 | 62079 | 5080 | 2.8 | 1061 | 0.51455
Sauk Rapids | 13926 | 5791 | 53511 | 6047 | 2.9 | 2060 | 0.35572
Savage | 31758 | 10960 | 116895 | 8836 | 4.6 | 2474 | 0.22573
Scandia | 4135 | 1645 | 84741 | 20761 | 1.1 | 137 | 0.083283
Scanlon | 1103 | 476 | 68235 | 9847 | 0.7 | 120 | 0.2521
Seaforth | 67 | 35 | 36563 | 13885 | 2.6 | 23 | 0.65714
Searles CDP, Minnesota | 288 | 123 | 92750 | 46258 | 0.9 | 2 | 0.01626
Sebeka | 777 | 399 | 38542 | 8700 | 1.1 | 204 | 0.51128
Sedan | 44 | 29 | 52250 | 8907 | 0 | 9 | 0.31034
Shafer | 1155 | 413 | 81895 | 6255 | 6 | 189 | 0.45763
Shakopee | 41423 | 14556 | 90642 | 3443 | 3.5 | 4569 | 0.31389
Shelly | 164 | 116 | 49750 | 18116 | 1.1 | 44 | 0.37931
Sherburn | 1032 | 512 | 53173 | 9515 | 2.3 | 252 | 0.49219
Shevlin | 156 | 69 | 55313 | 17196 | 11.7 | 31 | 0.44928
Shoreview | 26922 | 11695 | 97633 | 6136 | 4 | 1801 | 0.154
Shorewood | 7939 | 3085 | 146029 | 17705 | 4.5 | 417 | 0.13517
Silver Bay | 1610 | 980 | 56058 | 9567 | 2.8 | 253 | 0.25816
Silver Creek CDP, Minnesota | 197 | 80 | 85500 | 28058 | 4.5 | 20 | 0.25
Silver Lake | 906 | 435 | 59792 | 14218 | 2 | 107 | 0.24598
Skyline | 261 | 111 | 83750 | 12436 | 1.4 | 25 | 0.22523
Slayton | 1953 | 1104 | 46875 | 14304 | 3.9 | 484 | 0.43841
Sleepy Eye | 3378 | 1669 | 53629 | 4395 | 3.2 | 515 | 0.30857
Sobieski | 177 | 77 | 61000 | 14654 | 1.8 | 18 | 0.23377
Solway | 62 | 24 | 65625 | 27652 | 0 | 14 | 0.58333
Soudan CDP, Minnesota | 467 | 269 | 46667 | 7529 | 12.4 | 67 | 0.24907
South End CDP, Minnesota | 65 | 9 | 35625 | 13201 | 42.9 | 53 | 5.8889
South Haven | 174 | 73 | 61875 | 26371 | 9.7 | 35 | 0.47945
South St. Paul | 20132 | 8408 | 63204 | 4202 | 4.8 | 3460 | 0.41151
Spicer | 1316 | 717 | 63750 | 18399 | 1 | 344 | 0.47978
Springfield | 2097 | 1088 | 49089 | 5110 | 0.6 | 408 | 0.375
Spring Grove | 1446 | 703 | 50063 | 9226 | 7.7 | 353 | 0.50213
Spring Hill | 105 | 56 | 62500 | 31178 | 0 | 13 | 0.23214
Spring Lake Park | 6582 | 2756 | 71958 | 8302 | 3.2 | 659 | 0.23911
Spring Park | 2136 | 1340 | 48661 | 9574 | 0.9 | 265 | 0.19776
Spring Valley | 2395 | 1140 | 51083 | 9847 | 4.2 | 462 | 0.40526
Squaw Lake | 106 | 49 | 29583 | 17491 | 8.9 | 70 | 1.4286
Stacy | 1960 | 656 | 70605 | 5739 | 5.8 | 408 | 0.62195
Stanchfield CDP, Minnesota | 73 | 27 | 47083 | 18488 | 12.5 | 12 | 0.44444
Staples | 2613 | 1301 | 42261 | 7832 | 6.2 | 749 | 0.57571
Starbuck | 1351 | 645 | 54722 | 5169 | 0.9 | 193 | 0.29922
Steen | 139 | 68 | 51389 | 6774 | 0 | 38 | 0.55882
Stephen | 550 | 303 | 52448 | 26063 | 0 | 70 | 0.23102
Stewart | 610 | 246 | 49583 | 8070 | 5.9 | 88 | 0.35772
Stewartville | 6123 | 2485 | 78312 | 9556 | 0.6 | 850 | 0.34205
Stillwater | 19471 | 8085 | 91947 | 8965 | 1.3 | 1841 | 0.22771
Stockton | 839 | 333 | 66538 | 13243 | 5.2 | 85 | 0.25526
Storden | 271 | 119 | 54792 | 24669 | 0 | 73 | 0.61345
Strandquist | 81 | 61 | 26250 | 7910 | 10 | 26 | 0.42623
Strathcona | 29 | 11 | 78250 | 32945 | 0 | 0 | 0
Sturgeon Lake | 409 | 223 | 67083 | 21875 | 2.5 | 72 | 0.32287
Sunburg | 66 | 50 | 38750 | 24770 | 17.8 | 18 | 0.36
Sunfish Lake | 525 | 190 | 250000 | *** | 1.3 | 21 | 0.11053
Swanville | 285 | 135 | 56667 | 15050 | 1.9 | 56 | 0.41481
Taconite | 753 | 366 | 59545 | 11943 | 6.3 | 117 | 0.31967
Tamarack | 101 | 51 | 41625 | 8924 | 2 | 61 | 1.1961
Taopi | 60 | 37 |  | ** | 0 | 19 | 0.51351
Taunton | 158 | 71 | 46250 | 10296 | 0 | 32 | 0.4507
Taylors Falls | 1166 | 576 | 57353 | 8536 | 1.9 | 186 | 0.32292
Tenstrike | 190 | 136 | 40000 | 17337 | 11.9 | 54 | 0.39706
The Lakes CDP, Minnesota | 661 | 826 | 86000 | 24475 | 3.5 | 44 | 0.053269
The Ranch CDP, Minnesota | 3 | 3 |  | ** | - | 1 | 0.33333
Thief River Falls | 8792 | 4438 | 52168 | 2975 | 2.8 | 1892 | 0.42632
Tintah | 57 | 31 | 32292 | 6376 | 0 | 10 | 0.32258
Tonka Bay | 1466 | 642 | 135167 | 13390 | 7.8 | 129 | 0.20093
Tower | 457 | 353 | 51310 | 12467 | 3.9 | 107 | 0.30312
Tracy | 2180 | 965 | 54844 | 8160 | 5.6 | 537 | 0.55648
Trail | 48 | 22 | 27500 | 9130 | 0 | 38 | 1.7273
Trimont | 758 | 336 | 56000 | 6662 | 3.1 | 127 | 0.37798
Trommald | 94 | 59 | 44375 | 6027 | 34.4 | 33 | 0.55932
Trosky | 73 | 37 | 51250 | 16357 | 2 | 16 | 0.43243
Truman | 1083 | 526 | 52368 | 9902 | 1.9 | 176 | 0.3346
Turtle River | 85 | 54 | 47083 | 37426 | 0 | 20 | 0.37037
Twin Lakes | 210 | 104 | 36964 | 12873 | 4.1 | 68 | 0.65385
Twin Lakes CDP, Minnesota | 249 | 208 | 54375 | 9124 | 6.2 | 91 | 0.4375
Twin Valley | 747 | 416 | 46304 | 5354 | 12.3 | 194 | 0.46635
Two Harbors | 3511 | 1826 | 58151 | 10131 | 2.2 | 764 | 0.4184
Tyler | 1289 | 593 | 44828 | 5408 | 3.3 | 334 | 0.56324
Ulen | 417 | 241 | 32024 | 11642 | 1.8 | 103 | 0.42739
Underwood | 389 | 188 | 55000 | 20467 | 6.3 | 62 | 0.32979
Upsala | 473 | 217 | 44375 | 17573 | 7.3 | 122 | 0.56221
Urbank | 52 | 32 | 59375 | 19343 | 0 | 1 | 0.03125
Utica | 254 | 87 | 71750 | 11156 | 5.8 | 43 | 0.49425
Vadnais Heights | 13565 | 5935 | 81643 | 12408 | 4.4 | 1890 | 0.31845
Vergas | 315 | 192 | 56250 | 14709 | 2 | 47 | 0.24479
Vermillion | 484 | 187 | 80000 | 21084 | 2 | 30 | 0.16043
Verndale | 477 | 261 | 38958 | 10524 | 3.2 | 147 | 0.56322
Vernon Center | 355 | 163 | 52250 | 8196 | 0.9 | 40 | 0.2454
Vesta | 293 | 133 | 55833 | 14551 | 5.6 | 17 | 0.12782
Victoria | 9787 | 3455 | 166477 | 19527 | 4.1 | 478 | 0.13835
Viking | 133 | 67 | 50469 | 27643 | 0 | 33 | 0.49254
Villard | 316 | 163 | 43750 | 6160 | 1.3 | 83 | 0.5092
Vineland CDP, Minnesota | 726 | 306 | 43500 | 20790 | 28.9 | 302 | 0.98693
Vining | 41 | 27 | 42500 | 17626 | 0 | 11 | 0.40741
Virginia | 8421 | 4890 | 41576 | 3848 | 6.7 | 2643 | 0.54049
Wabasha | 2655 | 1409 | 53996 | 4012 | 7.2 | 431 | 0.30589
Wabasso | 738 | 350 | 51125 | 9675 | 2.9 | 113 | 0.32286
Waconia | 12281 | 4633 | 100583 | 8504 | 2.1 | 629 | 0.13577
Wadena | 4145 | 2115 | 38582 | 4088 | 14.2 | 1512 | 0.71489
Wahkon | 284 | 220 | 41538 | 10539 | 11.3 | 64 | 0.29091
Waite Park | 7719 | 3630 | 43867 | 6406 | 4.2 | 2491 | 0.68623
Waldorf | 180 | 92 | 43125 | 7829 | 0 | 47 | 0.51087
Walker | 890 | 609 | 42955 | 12214 | 2.1 | 294 | 0.48276
Walnut Grove | 719 | 379 | 54485 | 2695 | 2.7 | 244 | 0.6438
Walters | 65 | 30 | 24500 | 9829 | 20 | 43 | 1.4333
Waltham | 168 | 69 | 61250 | 23231 | 4.1 | 44 | 0.63768
Wanamingo | 1117 | 513 | 61094 | 10146 | 2.4 | 186 | 0.36257
Wanda | 94 | 61 | 67188 | 4971 | 0 | 5 | 0.081967
Warba | 184 | 91 | 42500 | 14945 | 0 | 33 | 0.36264
Warren | 1601 | 819 | 53158 | 5686 | 3.1 | 322 | 0.39316
Warroad | 2051 | 911 | 51190 | 14658 | 6.8 | 559 | 0.61361
Warsaw CDP, Minnesota | 925 | 412 | 106705 | 17213 | 4.8 | 93 | 0.22573
Waseca | 8892 | 3637 | 50587 | 4274 | 4 | 1928 | 0.53011
Watertown | 4473 | 1643 | 94922 | 16786 | 1.3 | 325 | 0.19781
Waterville | 1841 | 1018 | 58900 | 12281 | 2.7 | 200 | 0.19646
Watkins | 859 | 433 | 51607 | 16318 | 1.3 | 188 | 0.43418
Watson | 178 | 97 | 58295 | 4448 | 4.5 | 19 | 0.19588
Waubun | 464 | 189 | 42500 | 9254 | 15.1 | 171 | 0.90476
Waverly | 1513 | 599 | 95368 | 3364 | 0.7 | 155 | 0.25876
Wayzata | 4591 | 2652 | 88431 | 7806 | 1.5 | 460 | 0.17345
Welcome | 848 | 417 | 50000 | 12174 | 6.6 | 257 | 0.61631
Wells | 2367 | 1163 | 46538 | 8661 | 3.6 | 457 | 0.39295
Wendell | 128 | 65 | 37708 | 2847 | 4.5 | 41 | 0.63077
Westbrook | 900 | 550 | 33603 | 7616 | 2.4 | 296 | 0.53818
West Concord | 775 | 319 | 60000 | 10559 | 0.6 | 194 | 0.60815
Westport | 45 | 34 | 34125 | 3829 | 0 | 2 | 0.058824
West Roy Lake CDP, Minnesota | 38 | 22 |  | ** | 0 | 24 | 1.0909
West St.Paul | 19805 | 9241 | 57142 | 5661 | 5.4 | 3623 | 0.39206
West Union | 81 | 39 | 49219 | 8750 | 5.7 | 17 | 0.4359
Whalan | 37 | 40 | 50833 | 15460 | 0 | 4 | 0.1
Wheaton | 1401 | 921 | 43883 | 3876 | 4.2 | 289 | 0.31379
Whipholt CDP, Minnesota | 85 | 122 | 61875 | 25821 | 13.8 | 24 | 0.19672
White Bear Lake | 25718 | 11349 | 70981 | 4140 | 4.7 | 2481 | 0.21861
White Earth CDP, Minnesota | 478 | 218 | 22000 | 5419 | 27.2 | 339 | 1.555
Wilder | 36 | 13 | 62857 | 62661 | 0 | 13 | 1
Willernie | 498 | 224 | 59821 | 28497 | 15.7 | 106 | 0.47321
Williams | 243 | 144 |  | ** | 0 | 81 | 0.5625
Willmar | 19728 | 8084 | 51884 | 5003 | 5.3 | 6172 | 0.76348
Willow River | 370 | 193 | 38333 | 6668 | 14.1 | 52 | 0.26943
Wilmont | 286 | 160 | 44375 | 12624 | 6.7 | 43 | 0.26875
Wilton | 158 | 71 | 55938 | 16411 | 8.9 | 44 | 0.61972
Windom | 4423 | 2047 | 47827 | 3512 | 6.8 | 1030 | 0.50318
Winger | 142 | 86 | 35750 | 10082 | 6.6 | 50 | 0.5814
Winnebago | 1261 | 633 | 49604 | 5380 | 4.2 | 265 | 0.41864
Winona | 26772 | 11502 | 48653 | 4127 | 3.5 | 6571 | 0.57129
Winsted | 2036 | 1004 | 50598 | 19149 | 0.5 | 470 | 0.46813
Winthrop | 1317 | 698 | 52625 | 7997 | 6.6 | 287 | 0.41117
Winton | 130 | 86 | 44167 | 15147 | 2.5 | 42 | 0.48837
Wolf Lake | 41 | 26 | 45833 | 20986 | 0 | 4 | 0.15385
Wolverton | 175 | 78 | 39732 | 23082 | 1.4 | 26 | 0.33333
Woodbury | 71298 | 26576 | 108055 | 4794 | 3.2 | 5092 | 0.1916
Wood Lake | 381 | 182 | 60000 | 8269 | 1.3 | 27 | 0.14835
Woodland | 537 | 214 | 189375 | 72498 | 5.8 | 8 | 0.037383
Woodstock | 113 | 65 | 48750 | 1034 | 10.7 | 18 | 0.27692
Worthington | 13093 | 4860 | 49590 | 6575 | 2.5 | 3994 | 0.82181
Wrenshall | 459 | 183 | 76563 | 11263 | 1.3 | 53 | 0.28962
Wright | 136 | 80 | 33750 | 32455 | 8.1 | 54 | 0.675
Wykoff | 417 | 186 | 59583 | 17953 | 0.9 | 122 | 0.65591
Wyoming | 7976 | 2855 | 88876 | 5424 | 3.9 | 573 | 0.2007
Zemple | 121 | 40 | 54167 | 29391 | 0 | 26 | 0.65
Zimmerman | 5831 | 1920 | 74891 | 12667 | 0.7 | 807 | 0.42031
Zumbro Falls | 223 | 116 | 68750 | 31322 | 23.4 | 13 | 0.11207
Zumbrota | 3452 | 1656 | 67353 | 33378 | 0.9 | 470 | 0.28382

## Secondary Scores data (hidden)
Facility | Name | Name 2 | Net Tax Capacity Levy | Taxable Market Value of Real & Personal Property | Property Tax Revenues as a Perecent of Full Market Value of Taxable Property | Net-Liabilities | Overal Net Debt as percent of full market value of taxable property | S&P Bond Rating | Category Ranking | Rating Ranking | S&P Bond Outlook | Debt - gen obligation | Tax Capacity | Net Taxy Capacity Levy
Ada WWTP | ADA | Ada | 432017 | 63894777 | 0.6761% |  | 0.2927% | A+ | 3 | 5 | Stable | 187000 | 639883 | 432017
Adams WWTP | ADAMS | Adams | 419597 | 31672600 | 1.325% |  | 0% | Unranked | 0 | 0 | NA | 0 | 367703 | 419597
Adrian WWTP | ADRIAN | Adrian | 507019 | 73185394 | 0.6928% |  | 0% | A+ | 3 | 5 | Stable | 0 | 787620 | 507019
| AFTON | Afton | 2387212 | 716702700 | 0.3427% |  | 0.6865% | AA+ | 2 | 2 | Stable | 4920000 | 7454179 | 2387212
Aitkin WWTP | AITKIN | Aitkin | 1204793 | 117784013 | 1.163% |  | 2.331% | A+ | 3 | 5 | Stable | 2745000 | 1281278 | 1204793 | Description | Category Ranking | Rating | Rating Ranking
| AKELEY | Akeley | 207948 | 20245600 | 1.027% |  | 3.038% | Unranked | 0 | 0 | NA | 615000 | 218238 | 207948 | No Ranking | 0 | Unranked | 0
Albany WWTP | ALBANY | Albany | 1068420 | 206456000 | 0.5175% |  | 0% | A+ | 3 | 5 | Stable | 0 | 2387658 | 1068420 | Prime | 1 | AAA | 1
Albert Lea WWTP | ALBERT LEA | Albert Lea | 6707314 | 926374600 | 0.724% |  | 0% | AA- | 2 | 4 | Stable | 0 | 11116317 | 6707314 | High Grade | 2 | AA+ | 2
Alberta WWTP | ALBERTA | Alberta | 79304 | 5298441 | 1.497% |  | 0% | Unranked | 0 | 0 | NA | 0 | 85250 | 79304 |  |  | AA | 3
Albertville WWTP | ALBERTVILLE | Albertville | 4317159 | 787776600 | 0.548% |  | 0% | Unranked | 0 | 0 | NA | 0 | 9224487 | 4317159 |  |  | AA- | 4
Alden WWTP | ALDEN | Alden | 239686 | 25329200 | 0.9463% |  | 0% | Unranked | 0 | 0 | NA | 0 | 280194 | 239686 | Upper Medium Grade | 3 | A+ | 5
| ALDRICH | Aldrich | 14001 | 2461150 | 0.5689% |  | 0% | Unranked | 0 | 0 | NA | 0 | 31012 | 14001 |  |  | A | 6
Alexandria Lakes Area Sanitary District | ALEXANDRIA | Alexandria | 7384181 | 1572008816 | 0.4697% |  | 0.8438% | AA | 2 | 3 | Stable | 13265000 | 18893520 | 7384181 |  |  | A- | 7
| ALPHA | Alpha | 60488 | 1990200 | 3.039% |  | 0% | Unranked | 0 | 0 | NA | 0 | 22729 | 60488 | Lower Medium Grade | 4 | BBB+ | 8
Altura WWTP | ALTURA | Altura | 133714 | 33998700 | 0.3933% |  | 0% | Unranked | 0 | 0 | NA | 0 | 327672 | 133714 |  |  | BBB | 9
Alvarado WWTP | ALVARADO | Alvarado | 80006 | 12146329 | 0.6587% |  | 0% | Unranked | 0 | 0 | NA | 0 | 155362 | 80006 |  |  | BBB- | 10
Amboy WWTP | AMBOY | Amboy | 314685 | 20959900 | 1.501% |  | 0% | Unranked | 0 | 0 | NA | 0 | 236020 | 314685 | Non-Investment Grade Speculative | 5 | BB+ | 11
| ANDOVER | Andover | 12806224 | 3543982153 | 0.4209% |  | 1.218% | AA+ | 2 | 2 | Stable | 43180000 | 35899412 | 12806224 |  |  | BB | 12
Annandale/Maple Lake/Howard Lake WWTP | ANNANDALE | Annandale | 1548899 | 255107200 | 0.6072% |  | 0.03136% | AA- | 2 | 4 | Stable | 80000 | 2838295 | 1548899 |  |  | BB- | 13
| ANOKA | Anoka | 6032207 | 1704863270 | 0.4367% |  | 0.8705% | AA+ | 2 | 2 | Stable | 14840000 | 17610518 | 6032207 | Highly Speculative | 6 | B+ | 14
| APPLE VALLEY | Apple Valley | 24144601 | 6322184836 | 0.4521% |  | 0.2497% | AAA | 1 | 1 | Stable | 15785000 | 63212501 | 24144601 |  |  | B | 15
Appleton WWTP | APPLETON | Appleton | 1134204 | 55619880 | 2.039% |  | 4.389% | A- | 3 | 7 | Stable | 2441000 | 794693 | 1134204 |  |  | B- | 16
| ARCO | Arco | 46007 | 1037360 | 4.435% |  | 0% | Unranked | 0 | 0 | NA | 0 | 10553 | 46007
| ARDEN HILLS | Arden Hills | 3940867 | 1442110600 | 0.2972% |  | 0% | AAA | 1 | 1 | Stable | 0 | 15681109 | 3940867
Argyle WWTP | ARGYLE | Argyle | 166046 | 29307119 | 0.5666% |  | 0% | Unranked | 0 | 0 | NA | 0 | 336240 | 166046
Arlington WWTP | ARLINGTON | Arlington | 959614 | 110532356 | 0.8682% |  | 0% | AA- | 2 | 4 | Stable | 0 | 1221470 | 959614
Ashby WWTP | ASHBY | Ashby | 222306 | 19746184 | 1.126% |  | 0% | A | 3 | 6 | Stable | 0 | 206326 | 222306
Askov WWTP | ASKOV | Askov | 178583 | 12407500 | 1.439% |  | 0% | Unranked | 0 | 0 | NA | 0 | 144017 | 178583
Atwater WWTP | ATWATER | Atwater | 552319 | 47258800 | 1.169% |  | 0% | Unranked | 0 | 0 | NA | 0 | 559286 | 552319
Audubon WWTP | AUDUBON | Audubon | 262620 | 24476800 | 1.073% |  | 0% | A+ | 3 | 5 | Stable | 0 | 298177 | 262620
Aurora WWTP | AURORA | Aurora | 941135 | 46429489 | 2.905% |  | 0% | Unranked | 0 | 0 | NA | 0 | 488383 | 941135
Austin WWTP | AUSTIN | Austin | 7436013 | 1206906200 | 0.6161% |  | 1.173% | Unranked | 0 | 0 | NA | 14160000 | 13729806 | 7436013
Avoca & Iona WWTP | AVOCA | Avoca | 54505 | 7552123 | 0.7217% |  | 0% | Unranked | 0 | 0 | NA | 0 | 87957 | 54505
Avon WWTP | AVON | Avon | 1059994 | 142472200 | 0.744% |  | 0.8605% | AA- | 2 | 4 | Stable | 1226000 | 1594081 | 1059994
Babbitt WWTP | BABBITT | Babbitt | 978040 | 72986599 | 1.551% |  | 5.857% | A+ | 3 | 5 | Stable | 4275000 | 772387 | 978040
| BACKUS | Backus | 158997 | 19224405 | 0.8271% |  | 0% | Unranked | 0 | 0 | NA | 0 | 208886 | 158997
Badger WWTP | BADGER | Badger | 147806 | 13779000 | 1.081% |  | 1.038% | Unranked | 0 | 0 | NA | 143000 | 150040 | 147806
Bagley WWTP | BAGLEY | Bagley | 639196 | 58464300 | 1.093% |  | 0% | A | 3 | 6 | Stable | 0 | 679073 | 639196
Balaton WWTP | BALATON | Balaton | 531193 | 23684337 | 2.243% |  | 4.395% | BB | 5 | 12 | Stable | 1041000 | 271011 | 531193
Barnesville WWTP | BARNESVILLE | Barnesville | 877204 | 165682600 | 0.5294% |  | 0.09959% | A+ | 3 | 5 | Stable | 165000 | 1627880 | 877204
Barnum WWTP | BARNUM | Barnum | 224393 | 22660670 | 0.9902% |  | 11.72% | Unranked | 0 | 0 | NA | 2655000 | 264928 | 224393
Barrett WWTP | BARRETT | Barrett | 166366 | 22597343 | 0.7362% |  | 0% | Unranked | 0 | 0 | NA | 0 | 247900 | 166366
Barry WWTP | BARRY | Barry | 9503 | 2452945 | 0.3874% |  | 0% | Unranked | 0 | 0 | NA | 0 | 33313 | 9503
| BATTLE LAKE | Battle Lake | 760009 | 101920500 | 0.7457% |  | 0% | AA- | 2 | 4 | Stable | 0 | 1043964 | 760009
Baudette WWTP | BAUDETTE | Baudette | 519002 | 74071112 | 0.7007% |  | 0.405% | A | 3 | 6 | Stable | 300000 | 1037896 | 519002
| BAXTER | Baxter | 7256712 | 1004814031 | 0.7222% |  | 0.1418% | Unranked | 0 | 0 | NA | 1425000 | 12785913 | 7256712
| BAYPORT | Bayport | 1246896 | 352179900 | 0.4239% |  | 0.4131% | Unranked | 0 | 0 | NA | 1455000 | 3689963 | 1246896
| BEARDSLEY | Beardsley | 38406 | 7791152 | 0.4929% |  | 2.567% | Unranked | 0 | 0 | NA | 200000 | 117155 | 38406
Beaver Bay WWTP | BEAVER BAY | Beaver Bay | 318951 | 38138865 | 0.8465% |  | 0% | Unranked | 0 | 0 | NA | 0 | 451828 | 318951
Beaver Creek WWTP | BEAVER CREEK | Beaver Creek | 120610 | 14374410 | 0.8391% |  | 0% | Unranked | 0 | 0 | NA | 0 | 158861 | 120610
Becker WWTP - Municipal | BECKER | Becker | 7935122 | 1097422894 | 0.7231% |  | 0.7791% | Unranked | 0 | 0 | NA | 8550000 | 18650735 | 7935122
Bejou WWTP | BEJOU | Bejou | 15373 | 2843299 | 0.5407% |  | 0% | Unranked | 0 | 0 | NA | 0 | 36960 | 15373
Belgrade WWTP | BELGRADE | Belgrade | 345494 | 36890200 | 0.9365% |  | 0% | A | 3 | 6 | Stable | 0 | 446394 | 345494
Belle Plaine WWTP | BELLE PLAINE | Belle Plaine | 5411295 | 617983800 | 1.089% |  | 1.022% | AA+ | 2 | 2 | Stable | 6315000 | 6413181 | 5411295
Bellechester WWTP | BELLECHESTER | Bellechester | 59998 | 9812500 | 0.6114% |  | 0% | Unranked | 0 | 0 | NA | 0 | 109036 | 59998
Bellingham WWTP | BELLINGHAM | Bellingham | 77218 | 8104760 | 0.9527% |  | 0% | Unranked | 0 | 0 | NA | 0 | 132314 | 77218
| BELTRAMI | Beltrami | 58004 | 9740800 | 0.5955% |  | 0% | Unranked | 0 | 0 | NA | 0 | 130259 | 58004
Belview WWTP | BELVIEW | Belview | 141827 | 9353466 | 1.516% |  | 0% | Unranked | 0 | 0 | NA | 0 | 99660 | 141827
Bemidji WWTP | BEMIDJI | Bemidji | 6652154 | 1029706300 | 0.646% |  | 0.438% | A+ | 3 | 5 | Stable | 4510000 | 13522236 | 6652154
| BENA | Bena | 13944 | 4882294 | 0.2856% |  | 0% | Unranked | 0 | 0 | NA | 0 | 55832 | 13944
Benson WWTP | BENSON | Benson | 1348918 | 130187249 | 1.094% |  | 0.9678% | A+ | 3 | 5 | Stable | 1260000 | 1523957 | 1348918
Bertha WWTP | BERTHA | Bertha | 134013 | 14715489 | 0.9107% |  | 0% | Unranked | 0 | 0 | NA | 0 | 148686 | 134013
| BETHEL | Bethel | 186731 | 39313258 | 0.6329% |  | 0.6741% | A+ | 3 | 5 | Stable | 265000 | 416060 | 186731
Big Falls WWTP | BIG FALLS | Big Falls | 53353 | 4808882 | 1.109% |  | 0% | Unranked | 0 | 0 | NA | 0 | 49799 | 53353
Big Lake WWTP | BIG LAKE | Big Lake | 4694473 | 896396143 | 0.5237% |  | 0% | AA | 2 | 3 | Stable | 0 | 9693044 | 4694473
Bigelow WWTP | BIGELOW | Bigelow | 61038 | 7385106 | 0.8265% |  | 0% | Unranked | 0 | 0 | NA | 0 | 90856 | 61038
Bigfork WWTP | BIGFORK | Bigfork | 159163 | 15794233 | 1.247% |  | 0% | Unranked | 0 | 0 | NA | 0 | 159564 | 159163
| BINGHAM LAKE | Bingham Lake | 135005 | 13327921 | 1.013% |  | 0% | Unranked | 0 | 0 | NA | 0 | 179632 | 135005
| BIRCHWOOD | Birchwood | 511999 | 165694700 | 0.309% |  | 0% | Unranked | 0 | 0 | NA | 0 | 1751563 | 511999
Bird Island WWTP | BIRD ISLAND | Bird Island | 582863 | 43394418 | 1.343% |  | 0% | A+ | 3 | 5 | Stable | 0 | 504703 | 582863
| BISCAY | Biscay | 21697 | 3327200 | 0.6521% |  | 0.9017% | Unranked | 0 | 0 | NA | 30000 | 35494 | 21697
Biwabik WWTP | BIWABIK | Biwabik | 1113569 | 75103617 | 1.587% |  | 5.459% | Unranked | 0 | 0 | NA | 4100000 | 827837 | 1113569
| BLACKDUCK | Blackduck | 305872 | 28534200 | 1.072% |  | 0% | A | 3 | 6 | Stable | 0 | 307028 | 305872
| BLAINE | Blaine | 29377081 | 7909880680 | 0.4233% |  | 0.1412% | AAA | 1 | 1 | Stable | 11170000 | 83622281 | 29377081
Blomkest Svea Sewer Board WWTP | BLOMKEST | Blomkest | 74583 | 9357206 | 0.7971% |  | 1.197% | Unranked | 0 | 0 | NA | 112000 | 93225 | 74583
Blooming Prairie WWTP | BLOOMING PRAIRIE | Blooming Prairie | 793293 | 110029354 | 0.721% |  | 1.772% | A+ | 3 | 5 | Stable | 1950000 | 1238232 | 793293
| BLOOMINGTON | Bloomington | 62262698 | 14370700933 | 0.4636% |  | 0.0454% | AAA | 1 | 1 | Stable | 6525000 | 156663673 | 62262698
Blue Earth WWTP | BLUE EARTH | Blue Earth | 1723698 | 136990000 | 1.258% |  | 5.58% | A+ | 3 | 5 | Stable | 7643990 | 1690484 | 1723698
| BLUFFTON | Bluffton | 58495 | 11260600 | 0.5195% |  | 0% | Unranked | 0 | 0 | NA | 0 | 118789 | 58495
| BOCK | Bock | 24439 | 4828595 | 0.5061% |  | 0% | Unranked | 0 | 0 | NA | 0 | 52002 | 24439
Borup WWTP | BORUP | Borup | 14002 | 2107081 | 0.6645% |  | 0% | Unranked | 0 | 0 | NA | 0 | 22853 | 14002
Coleraine-Bovey-Taconite Joint WWTP | BOVEY | Bovey | 344962 | 21338802 | 2.416% |  | 0% | Unranked | 0 | 0 | NA | 0 | 213534 | 344962
Bowlus WWTP | BOWLUS | Bowlus | 58660 | 13100100 | 0.4478% |  | 0% | Unranked | 0 | 0 | NA | 0 | 132335 | 58660
| BOY RIVER | Boy River | 4001 | 923649 | 0.4332% |  | 0% | Unranked | 0 | 0 | NA | 0 | 42896 | 4001
| BOYD | Boyd | 103780 | 3639730 | 2.851% |  | 0% | Unranked | 0 | 0 | NA | 0 | 913793 | 103780
Braham WWTP | BRAHAM | Braham | 706618 | 85888000 | 0.8227% |  | 1.685% | Unranked | 0 | 0 | NA | 1447500 | 8418179 | 706618
Brainerd WWTP | BRAINERD | Brainerd | 6133831 | 719949156 | 0.852% |  | 0% | AA- | 2 | 4 | Stable | 0 | 334095 | 6133831
| BRANDON | Brandon | 251618 | 28886295 | 0.8711% |  | 0% | A | 3 | 6 | Stable | 0 | 1833298 | 251618
Breckenridge WWTP | BRECKENRIDGE | Breckenridge | 1001940 | 165879227 | 0.604% |  | 0% | Unranked | 0 | 0 | NA | 0 | 5472343 | 1001940
| BREEZY POINT | Breezy Point | 2488725 | 524820897 | 0.4742% |  | 0% | AA | 2 | 3 | Stable | 0 | 758982 | 2488725
Brewster WWTP | BREWSTER | Brewster | 241641 | 49757961 | 0.4856% |  | 0.1347% | Unranked | 0 | 0 | NA | 67000 | 97803 | 241641
Bricelyn WWTP | BRICELYN | Bricelyn | 188547 | 6943000 | 2.716% |  | 0% | Unranked | 0 | 0 | NA | 0 | 68062 | 188547
| BROOK PARK | Brook Park | 27973 | 5743200 | 0.4871% |  | 0% | Unranked | 0 | 0 | NA | 0 | 22370204 | 27973
| BROOKLYN CENTER | Brooklyn Center | 14482432 | 2468226455 | 0.8165% |  | 1.572% | AA | 2 | 3 | Stable | 38800000 | 86169827 | 14482432
| BROOKLYN PARK | Brooklyn Park | 39979251 | 8113954348 | 0.6064% |  | 0% | AA+ | 2 | 2 | Stable | 0 | 75856 | 39979251
| BROOKS | Brooks | 16001 | 7350657 | 0.2177% |  | 0% | Unranked | 0 | 0 | NA | 0 | 56076 | 16001
| BROOKSTON | Brookston | 29385 | 5100403 | 0.7255% |  | 9.607% | Unranked | 0 | 0 | NA | 490000 | 474008 | 29385
Brooten WWTP | BROOTEN | Brooten | 384030 | 37684100 | 1.019% |  | 0% | A+ | 3 | 5 | Stable | 0 | 414022 | 384030
Browerville WWTP | BROWERVILLE | Browerville | 209032 | 34800779 | 0.6007% |  | 0% | Unranked | 0 | 0 | NA | 0 | 104561 | 209032
| BROWNS VALLEY | Browns Valley | 303000 | 9075027 | 3.339% |  | 0% | Unranked | 0 | 0 | NA | 0 | 304077 | 303000
Brownsdale WWTP | BROWNSDALE | Brownsdale | 192679 | 28295400 | 0.681% |  | 0.242% | Unranked | 0 | 0 | NA | 68469 | 459125 | 192679
Brownsville WWTP | BROWNSVILLE | Brownsville | 137448 | 45236500 | 0.3038% |  | 4.357% | Unranked | 0 | 0 | NA | 1971000 | 311022 | 137448
Brownton WWTP | BROWNTON | Brownton | 457460 | 30327200 | 1.508% |  | 0% | Unranked | 0 | 0 | NA | 0 | 99033 | 457460
| BRUNO | Bruno | 42097 | 6577400 | 0.64% |  | 0% | Unranked | 0 | 0 | NA | 0 | 204620 | 42097
| BUCKMAN | Buckman | 56697 | 19061900 | 0.2974% |  | 124.2% | Unranked | 0 | 0 | NA | 23680000 | 16328095 | 56697
Buffalo WWTP | BUFFALO | Buffalo | 8859018 | 1447284400 | 0.6121% |  | 0% | A+ | 3 | 5 | Stable | 0 | 318127 | 8859018
Buffalo Lake | BUFFALO LAKE | Buffalo Lake | 686756 | 25444221 | 2.699% |  | 4.697% | Unranked | 0 | 0 | NA | 1195000 | 242111 | 686756
| BUHL | Buhl | 234483 | 25866126 | 1.488% |  | 138.7% | A+ | 3 | 5 | Stable | 35875000 | 80596085 | 234483
| BURNSVILLE | Burnsville | 34540546 | 7381171217 | 0.5292% |  | 0% | AAA | 1 | 1 | Stable | 0 | 41421 | 34540546
| BURTRUM | Burtrum | 33305 | 4113559 | 0.8096% |  | 1.58% | Unranked | 0 | 0 | NA | 65000 | 138552 | 33305
Butterfield WWTP | BUTTERFIELD | Butterfield | 179728 | 11360600 | 1.582% |  | 19.41% | Unranked | 0 | 0 | NA | 2205000 | 6627279 | 179728
Byron WWTP | BYRON | Byron | 4536131 | 603544158 | 0.7516% |  | 0.3249% | AA | 2 | 3 | Stable | 1961000 | 1790939 | 4536131
Caledonia WWTP | CALEDONIA | Caledonia | 996444 | 159643200 | 0.6242% |  | 0% | AA- | 2 | 4 | Stable | 0 | 97989 | 996444
Callaway WWTP | CALLAWAY | Callaway | 58346 | 7462900 | 0.7818% |  | 0% | Unranked | 0 | 0 | NA | 0 | 95519 | 58346
| CALUMET | Calumet | 153210 | 9328464 | 2.451% |  | 0% | Unranked | 0 | 0 | NA | 0 | 7604067 | 153210
Cambridge WWTP | CAMBRIDGE | Cambridge | 5566450 | 663936500 | 0.8384% |  | 0% | AA | 2 | 3 | Stable | 0 | 71709 | 5566450
Campbell WWTP | CAMPBELL | Campbell | 51697 | 5270172 | 0.9809% |  | 11.67% | Unranked | 0 | 0 | NA | 615000 | 761175 | 51697
Canby WWTP | CANBY | Canby | 876425 | 80059773 | 1.095% |  | 0% | A- | 3 | 7 | Stable | 0 | 4764747 | 876425
Cannon Falls WWTP | CANNON FALLS | Cannon Falls | 3201725 | 390531000 | 0.8198% |  | 0% | AA- | 2 | 4 | Stable | 0 | 155734 | 3201725
Canton WWTP | CANTON | Canton | 159154 | 14595800 | 1.09% |  | 0% | Unranked | 0 | 0 | NA | 0 | 280179 | 159154
Carlos WWTP | CARLOS | Carlos | 179627 | 25648576 | 0.7003% |  | 7.661% | Unranked | 0 | 0 | NA | 1965000 | 663740 | 179627
| CARLTON | Carlton | 450708 | 59533822 | 0.7571% |  | 17.16% | Unranked | 0 | 0 | NA | 10215000 | 6231425 | 450708
| CARVER | Carver | 2821765 | 622093100 | 0.5178% |  | 0% | AA | 2 | 3 | Stable | 0 | 314321 | 2821765
| CASS LAKE | Cass Lake | 330610 | 22712004 | 1.456% |  | 0% | Unranked | 0 | 0 | NA | 0 | 20887 | 330610
Cedar Mills WWTP | CEDAR MILLS | Cedar Mills | 22503 | 2414462 | 0.932% |  | 0% | Unranked | 0 | 0 | NA | 0 | 878171 | 22503
| CENTER CITY | Center City | 316497 | 79796700 | 0.3966% |  | 0% | Unranked | 0 | 0 | NA | 0 | 4680410 | 316497
| CENTERVILLE | Centerville | 2389844 | 454356344 | 0.6037% |  | 0% | AA | 2 | 3 | Stable | 0 | 44898 | 2389844
Ceylon WWTP | CEYLON | Ceylon | 164337 | 4733400 | 3.472% |  | 55.88% | Unranked | 0 | 0 | NA | 2645000 | 26122030 | 164337
| CHAMPLIN | Champlin | 10240328 | 2593148101 | 0.4573% |  | 0% | AA+ | 2 | 2 | Stable | 0 | 147146 | 10240328
Chandler WWTP | CHANDLER | Chandler | 121097 | 10940719 | 1.107% |  | 34.46% | Unranked | 0 | 0 | NA | 3770000 | 52031389 | 121097
| CHANHASSEN | Chanhassen | 11503376 | 4868292100 | 0.2479% |  | 0.1334% | AAA | 1 | 1 | Stable | 6495000 | 33112251 | 11503376
| CHASKA | Chaska | 9956285 | 3241220600 | 0.3468% |  | 0.1775% | AA | 2 | 3 | Negative | 5752000 | 2113699 | 9956285
Chatfield WWTP | CHATFIELD | Chatfield | 2216183 | 208051024 | 1.065% |  | 0% | AA | 2 | 3 | Stable | 0 | 231033 | 2216183
| CHICKAMAW BEACH | Chickamaw Beach | 37709 | 23104846 | 0.1632% |  | 0% | Unranked | 0 | 0 | NA | 0 | 7449012 | 37709
| CHISAGO CITY | Chisago City | 3040984 | 693604500 | 0.4384% |  | 0.1939% | AA | 2 | 3 | Stable | 1345000 | 1281062 | 3040984
Central Iron Range Sanitary Sewer District WWTP | CHISHOLM | Chisholm | 1234880 | 121894436 | 1.774% |  | 0% | Unranked | 0 | 0 | NA | 0 | 149343 | 1234880
Chokio WWTP | CHOKIO | Chokio | 116151 | 13258527 | 0.876% |  | 3.771% | Unranked | 0 | 0 | NA | 500000 | 4500606 | 116151
| CIRCLE PINES CITY | Circle Pines City | 2251591 | 460355452 | 0.6047% |  | 1.53% | AA+ | 2 | 2 | Stable | 7045000 | 748176 | 2251591
Clara City WWTP | CLARA CITY | Clara City | 1234115 | 63667681 | 1.938% |  | 0% | A | 3 | 6 | Stable | 0 | 313482 | 1234115
Claremont WWTP | CLAREMONT | Claremont | 472875 | 28263100 | 1.673% |  | 0% | Unranked | 0 | 0 | NA | 0 | 233701 | 472875
Clarissa WWTP | CLARISSA | Clarissa | 185626 | 21282440 | 0.8722% |  | 2.241% | Unranked | 0 | 0 | NA | 477000 | 350228 | 185626
Clarkfield WWTP | CLARKFIELD | Clarkfield | 423385 | 35592405 | 1.19% |  | 0% | BBB- | 4 | 10 | Negative | 0 | 327076 | 423385
Clarks Grove WWTP | CLARKS GROVE | Clarks Grove | 140002 | 27441000 | 0.5102% |  | 0% | Unranked | 0 | 0 | NA | 0 | 545511 | 140002
Clear Lake/Clearwater Sewer Authority | CLEAR LAKE | Clear Lake | 378786 | 47186523 | 0.8027% |  | 0% | Unranked | 0 | 0 | NA | 0 | 221272 | 378786
Clearbrook WWTP | CLEARBROOK | Clearbrook | 235003 | 17915000 | 1.312% |  | 0% | Unranked | 0 | 0 | NA | 0 | 1794534 | 235003
| CLEARWATER | Clearwater | 1247425 | 147944500 | 0.8432% |  | 0% | AA | 2 | 3 | Stable | 0 | 62923 | 1247425
Clements WWTP | CLEMENTS | Clements | 63016 | 5523501 | 1.141% |  | 8.726% | Unranked | 0 | 0 | NA | 482000 | 461832 | 63016
Cleveland WWTP | CLEVELAND | Cleveland | 339434 | 44066700 | 0.7703% |  | 0% | A+ | 3 | 5 | Stable | 0 | 104385 | 339434
Climax WWTP | CLIMAX | Climax | 79440 | 8721500 | 0.9109% |  | 0% | Unranked | 0 | 0 | NA | 0 | 113976 | 79440
Clinton WWTP | CLINTON | Clinton | 95844 | 10112519 | 0.9478% |  | 0% | Unranked | 0 | 0 | NA | 0 | 34139 | 95844
| CLITHERALL | Clitherall | 11497 | 3081300 | 0.3731% |  | 0% | Unranked | 0 | 0 | NA | 0 | 119102 | 11497
Clontarf WWTP | CLONTARF | Clontarf | 52099 | 10723174 | 0.4859% |  | 21.36% | Unranked | 0 | 0 | NA | 2290000 | 9201543 | 52099
| CLOQUET | Cloquet | 3130728 | 772912804 | 0.4051% |  | 0% | AA | 2 | 3 | Stable | 0 | 282309 | 3130728
| COATES | Coates | 39073 | 26705814 | 0.1617% |  | 0% | Unranked | 0 | 0 | NA | 0 | 84240 | 39073
| COBDEN | Cobden | 3763 | 6519300 | 0.05772% |  | 0% | Unranked | 0 | 0 | NA | 0 | 9947117 | 3763
| COHASSET | Cohasset | 3019749 | 716445327 | 0.4238% |  | 1.558% | Unranked | 0 | 0 | NA | 11160000 | 2097583 | 3019749
Cokato WWTP | COKATO | Cokato | 1426673 | 177593100 | 0.8033% |  | 0% | AA- | 2 | 4 | Stable | 0 | 4034465 | 1426673
Cold Spring WWTP | COLD SPRING | Cold Spring | 1831917 | 348786300 | 0.5252% |  | 0% | A+ | 3 | 5 | Stable | 0 | 1463204 | 1831917
| COLERAINE | Coleraine | 890193 | 157645539 | 0.6115% |  | 5.217% | Unranked | 0 | 0 | NA | 8225000 | 2023715 | 890193
Cologne WWTP | COLOGNE | Cologne | 1282830 | 200754000 | 0.7474% |  | 8.438% | AA | 2 | 3 | Stable | 16940000 | 15106258 | 1282830
| COLUMBIA HEIGHTS | Columbia Heights | 10451130 | 1580735479 | 0.8644% |  | 0.1085% | AA | 2 | 3 | Stable | 1715000 | 6764385 | 10451130
| COLUMBUS | Columbus | 3274497 | 650638624 | 0.5366% |  | 0% | Unranked | 0 | 0 | NA | 0 | 134438 | 3274497
Comfrey WWTP | COMFREY | Comfrey | 280716 | 12307662 | 2.281% |  | 0% | Unranked | 0 | 0 | NA | 0 | 69057 | 280716
Comstock WWTP | COMSTOCK | Comstock | 15998 | 6001100 | 0.2666% |  | 0% | Unranked | 0 | 0 | NA | 0 | 54183 | 15998
Conger WWTP | CONGER | Conger | 64515 | 4519900 | 1.427% |  | 0% | Unranked | 0 | 0 | NA | 0 | 269130 | 64515
Cook WWTP | COOK | Cook | 357242 | 23379526 | 1.904% |  | 79.36% | Unranked | 0 | 0 | NA | 18555000 | 63423580 | 357242
| COON RAPIDS | Coon Rapids | 24452059 | 6067550477 | 0.4889% |  | 0.1022% | Unranked | 0 | 0 | NA | 6200000 | 10929458 | 24452059
| CORCORAN | Corcoran | 4756724 | 1080368389 | 0.467% |  | 0% | Unranked | 0 | 0 | NA | 0 | 24161 | 4756724
| CORRELL | Correll | 15893 | 1808987 | 0.8786% |  | 69.54% | Unranked | 0 | 0 | NA | 1258000 | 216195 | 15893
Cosmos WWTP | COSMOS | Cosmos | 287273 | 19220657 | 1.495% |  | 74.11% | Unranked | 0 | 0 | NA | 14245000 | 39918539 | 287273
| COTTAGE GROVE | Cottage Grove | 14868709 | 3991958100 | 0.4406% |  | 0.04346% | AA+ | 2 | 2 | Stable | 1735000 | 836886 | 14868709
Cottonwood WWTP | COTTONWOOD | Cottonwood | 761764 | 71004470 | 1.073% |  | 0% | A+ | 3 | 5 | Stable | 0 | 732347 | 761764
| COURTLAND | Courtland | 209062 | 65700500 | 0.3182% |  | 0% | Unranked | 0 | 0 | NA | 0 | 10802608 | 209062
Cromwell WWTP | CROMWELL | Cromwell | 134205 | 19351620 | 0.6935% |  | 0% | Unranked | 0 | 0 | NA | 0 | 185881 | 134205
Crookston WWTP | CROOKSTON | Crookston | 2322012 | 351689600 | 0.6602% |  | 0% | Unranked | 0 | 0 | NA | 0 | 4020124 | 2322012
| CROSBY | Crosby | 1039848 | 114820464 | 1.161% |  | 0% | Unranked | 0 | 0 | NA | 0 | 1150776 | 1039848
Crosslake WWTP | CROSSLAKE | Crosslake | 4485931 | 1370656395 | 0.3273% |  | 0.3349% | AA+ | 2 | 2 | Stable | 4590000 | 14776987 | 4485931
| CRYSTAL | Crystal | 10567927 | 2089227331 | 0.6145% |  | 0% | Unranked | 0 | 0 | NA | 0 | 21847715 | 10567927
Currie WWTP | CURRIE | Currie | 136450 | 7972380 | 1.712% |  | 0% | Unranked | 0 | 0 | NA | 0 | 91147 | 136450
| CUYUNA | Cuyuna | 186976 | 37309930 | 0.5239% |  | 0% | Unranked | 0 | 0 | NA | 0 | 379241 | 186976
| CYRUS | Cyrus | 91182 | 9697501 | 0.9403% |  | 0.5603% | Unranked | 0 | 0 | NA | 54331 | 108444 | 91182
| DAKOTA | Dakota | 109200 | 23437600 | 0.4659% |  | 0% | Unranked | 0 | 0 | NA | 0 | 242663 | 109200
Dalton WWTP | DALTON | Dalton | 61600 | 6518200 | 0.945% |  | 0% | Unranked | 0 | 0 | NA | 0 | 73275 | 61600
Danube WWTP | DANUBE | Danube | 347324 | 19974258 | 1.739% |  | 0.5131% | Unranked | 0 | 0 | NA | 102483 | 264415 | 347324
Danvers WWTP | DANVERS | Danvers | 48912 | 6258546 | 0.7815% |  | 0% | Unranked | 0 | 0 | NA | 0 | 74441 | 48912
| DARFUR | Darfur | 56688 | 2457800 | 2.306% |  | 0% | Unranked | 0 | 0 | NA | 0 | 26174 | 56688
Darwin WWTP | DARWIN | Darwin | 89507 | 23676290 | 0.378% |  | 0% | Unranked | 0 | 0 | NA | 0 | 255466 | 89507
Dassel WWTP | DASSEL | Dassel | 869323 | 93775523 | 0.927% |  | 0% | Unranked | 0 | 0 | NA | 0 | 1104087 | 869323
Dawson WWTP | DAWSON | Dawson | 1126993 | 55957301 | 2.17% |  | 8.979% | A | 3 | 6 | Stable | 5024278 | 696011 | 1126993
| DAYTON | Dayton | 5356663 | 1032726947 | 0.5612% |  | 0.0673% | AA | 2 | 3 | Stable | 695000 | 10426016 | 5356663
| DEEPHAVEN | Deephaven | 2784398 | 1439381165 | 0.1956% |  | 0% | AAA | 1 | 1 | Stable | 0 | 60299 | 2784398
Deer Creek WWTP | DEER CREEK | Deer Creek | 77640 | 16697000 | 0.465% |  | 8.235% | Unranked | 0 | 0 | NA | 1375000 | 16348053 | 77640
Deer River WWTP | DEER RIVER | Deer River | 947226 | 62382457 | 1.518% |  | 0% | Unranked | 0 | 0 | NA | 0 | 166014 | 947226
| DEERWOOD | Deerwood | 548016 | 58256831 | 0.9767% |  | 5.828% | Unranked | 0 | 0 | NA | 3395000 | 1008782 | 548016
DeGraff WWTP | DEGRAFF | Degraff | 19446 | 5568933 | 0.3492% |  | 0.5207% | Unranked | 0 | 0 | NA | 29000 | 638806 | 19446
Delano WWTP | DELANO | Delano | 3727613 | 686453400 | 0.543% |  | 1.583% | AA | 2 | 3 | Stable | 10865000 | 7550426 | 3727613
Delavan WWTP | DELAVAN | Delavan | 181229 | 12428900 | 1.458% |  | 0% | Unranked | 0 | 0 | NA | 0 | 182732 | 181229
Delhi WWTP | DELHI | Delhi | 51695 | 6133746 | 0.8428% |  | 0% | Unranked | 0 | 0 | NA | 0 | 83766 | 51695
| DELLWOOD | Dellwood | 815756 | 380779800 | 0.2177% |  | 0.26% | Unranked | 0 | 0 | NA | 990000 | 4247784 | 815756
| DENHAM | Denham | 12966 | 3903800 | 0.3321% |  | 0% | Unranked | 0 | 0 | NA | 0 | 43030 | 12966
Dennison WWTP | DENNISON | Dennison | 140214 | 20257700 | 0.6922% |  | 2.36% | Unranked | 0 | 0 | NA | 478000 | 214602 | 140214
| DENT | Dent | 57997 | 8554800 | 0.6779% |  | 0% | Unranked | 0 | 0 | NA | 0 | 97323 | 57997
Detroit Lakes WWTP | DETROIT LAKES | Detroit Lakes | 6092624 | 1282135500 | 0.4752% |  | 0% | AA | 2 | 3 | Stable | 0 | 14965118 | 6092624
Dexter WWTP | DEXTER | Dexter | 169492 | 21760700 | 0.7789% |  | 0% | Unranked | 0 | 0 | NA | 0 | 258574 | 169492
| DILWORTH | Dilworth | 2174578 | 360462800 | 0.6033% |  | 0% | AA- | 2 | 4 | Stable | 0 | 4319116 | 2174578
Dodge Center WWTP | DODGE CENTER | Dodge Center | 2047602 | 182116800 | 1.124% |  | 0% | Unranked | 0 | 0 | NA | 0 | 2182036 | 2047602
| DONALDSON | Donaldson | 15800 | 1394900 | 1.133% |  | 0% | Unranked | 0 | 0 | NA | 0 | 23439 | 15800
| DONNELLY | Donnelly | 47839 | 12640859 | 0.3784% |  | 0% | Unranked | 0 | 0 | NA | 0 | 125920 | 47839
| DORAN | Doran | 14000 | 1088026 | 1.287% |  | 0% | Unranked | 0 | 0 | NA | 0 | 14446 | 14000
| DOVER | Dover | 375352 | 57491810 | 0.6529% |  | 0% | Unranked | 0 | 0 | NA | 0 | 625476 | 375352
| DOVRAY | Dovray | 31000 | 3639903 | 0.8517% |  | 0% | Unranked | 0 | 0 | NA | 0 | 55160 | 31000
| DULUTH | Duluth | 34844400 | 7051887426 | 0.531% |  | 1.291% | AA | 2 | 3 | Stable | 91055000 | 83567551 | 34844400
Dumont WWTP | DUMONT | Dumont | 67995 | 4220920 | 1.611% |  | 0% | Unranked | 0 | 0 | NA | 0 | 49859 | 67995
| DUNDAS | Dundas | 1230617 | 181305900 | 0.6788% |  | 1.98% | AA- | 2 | 4 | Stable | 3590000 | 2242909 | 1230617
| DUNDEE | Dundee | 35926 | 2426339 | 1.481% |  | 0% | Unranked | 0 | 0 | NA | 0 | 23956 | 35926
Dunnell WWTP | DUNNELL | Dunnell | 132870 | 2508500 | 5.297% |  | 0% | Unranked | 0 | 0 | NA | 0 | 30684 | 132870
| EAGAN | Eagan | 38323712 | 9989675171 | 0.4172% |  | 0.3112% | AAA | 1 | 1 | Stable | 31090000 | 105468429 | 38323712
Eagle Bend WWTP | EAGLE BEND | Eagle Bend | 224722 | 22322066 | 1.007% |  | 0% | A+ | 3 | 5 | Stable | 0 | 235679 | 224722
| EAGLE LAKE | Eagle Lake | 811737 | 216817800 | 0.3744% |  | 0.8362% | AA- | 2 | 4 | Stable | 1813000 | 2208431 | 811737
Eagleton WWTP | EAGLETON | Eagleton
| EAST BETHEL | East Bethel | 4885384 | 1281291963 | 0.4634% |  | 0% | AA | 2 | 3 | Stable | 0 | 12739385 | 4885384
| EAST GRAND FORKS | East Grand Forks | 5714383 | 689301900 | 0.829% |  | 0% | Unranked | 0 | 0 | NA | 0 | 8050819 | 5714383
East Gull Lake WWTP | EAST GULL LAKE | East Gull Lake | 829418 | 555973015 | 0.1492% |  | 0% | Unranked | 0 | 0 | NA | 0 | 6203096 | 829418
| EASTON | Easton | 153773 | 8154700 | 1.886% |  | 0% | Unranked | 0 | 0 | NA | 0 | 81701 | 153773
Echo WWTP | ECHO | Echo | 160000 | 6397191 | 2.501% |  | 0% | Unranked | 0 | 0 | NA | 0 | 77312 | 160000
| EDEN PRAIRIE | Eden Prairie | 37905664 | 11297777932 | 0.363% |  | 0.2737% | AAA | 1 | 1 | Stable | 30921000 | 120595986 | 37905664
| EDEN VALLEY | Eden Valley | 580008 | 52779612 | 1.099% |  | 0% | AA- | 2 | 4 | Stable | 0 | 607318 | 580008
Edgerton WWTP | EDGERTON | Edgerton | 555126 | 65619033 | 0.846% |  | 0% | Unranked | 0 | 0 | NA | 0 | 771517 | 555126
| EDINA | Edina | 40665538 | 13255470961 | 0.3153% |  | 0.1146% | AAA | 1 | 1 | Stable | 15185000 | 141303006 | 40665538
Effie WWTP | EFFIE | Effie | 26962 | 3745946 | 1.079% |  | 0% | Unranked | 0 | 0 | NA | 0 | 37807 | 26962
Eitzen WWTP | EITZEN | Eitzen | 115336 | 11783800 | 0.9788% |  | 0% | Unranked | 0 | 0 | NA | 0 | 123274 | 115336
| ELBA | Elba | 37340 | 10297900 | 0.3626% |  | 0% | Unranked | 0 | 0 | NA | 0 | 104085 | 37340
Elbow Lake WWTP | ELBOW LAKE | Elbow Lake | 739857 | 45657255 | 1.62% |  | 0% | A | 3 | 6 | Stable | 0 | 551798 | 739857
Plainview-Elgin Sanitary District WWTP | ELGIN | Elgin | 506921 | 68185100 | 0.7434% |  | 0% | Unranked | 0 | 0 | NA | 0 | 726515 | 506921
Elizabeth WWTP | ELIZABETH | Elizabeth | 31633 | 6739100 | 0.4694% |  | 0% | Unranked | 0 | 0 | NA | 0 | 71961 | 31633
Elk River WWTP | ELK RIVER | Elk River | 13103822 | 2578862331 | 0.5081% |  | 2.27% | AA+ | 2 | 2 | Stable | 58540000 | 29409713 | 13103822
| ELKO NEW MARKET | Elko New Market | 2167043 | 466806800 | 0.5528% |  | 2.035% | AA+ | 2 | 2 | Stable | 9500323 | 4711827 | 2167043
Elkton WWTP | ELKTON | Elkton | 49911 | 10509600 | 0.4749% |  | 0% | Unranked | 0 | 0 | NA | 0 | 96687 | 49911
Ellendale WWTP | ELLENDALE | Ellendale | 429718 | 38567742 | 1.114% |  | 0% | Unranked | 0 | 0 | NA | 0 | 433468 | 429718
Ellsworth WWTP | ELLSWORTH | Ellsworth | 210011 | 12676152 | 1.657% |  | 0% | Unranked | 0 | 0 | NA | 0 | 134192 | 210011
| ELMDALE | Elmdale | 16787 | 10152000 | 0.1654% |  | 0% | Unranked | 0 | 0 | NA | 0 | 79786 | 16787
Elmore WWTP | ELMORE | Elmore | 389411 | 9383800 | 4.15% |  | 0.7886% | Unranked | 0 | 0 | NA | 74000 | 103524 | 389411
| ELROSA | Elrosa | 27660 | 12969700 | 0.2133% |  | 0% | Unranked | 0 | 0 | NA | 0 | 148693 | 27660
Ely WWTP | ELY | Ely | 1592487 | 148924512 | 1.3% |  | 1.165% | AA- | 2 | 4 | Stable | 1735000 | 1487218 | 1592487
Elysian WWTP | ELYSIAN | Elysian | 719077 | 105265300 | 0.6831% |  | 0% | AA- | 2 | 4 | Stable | 0 | 1103804 | 719077
| EMILY | Emily | 1040929 | 275633454 | 0.3793% |  | 0.1052% | AA- | 2 | 4 | Stable | 290000 | 2776754 | 1040929
Emmons WWTP | EMMONS | Emmons | 186446 | 13180900 | 1.415% |  | 0% | Unranked | 0 | 0 | NA | 0 | 142107 | 186446
| ERHARD | Erhard | 32804 | 4500300 | 0.7289% |  | 0% | Unranked | 0 | 0 | NA | 0 | 52296 | 32804
| ERSKINE | Erskine | 182291 | 16070400 | 1.134% |  | 0% | Unranked | 0 | 0 | NA | 0 | 198512 | 182291
Evan WWTP | EVAN | Evan | 28851 | 4934900 | 0.5846% |  | 0% | Unranked | 0 | 0 | NA | 0 | 33858 | 28851
Evansville WWTP | EVANSVILLE | Evansville | 223587 | 23327345 | 0.9585% |  | 0% | AA+ | 2 | 2 | Stable | 0 | 230553 | 223587
Eveleth WWTP | EVELETH | Eveleth | 1388410 | 103295806 | 2.019% |  | 0% | Unranked | 0 | 0 | NA | 0 | 1102421 | 1388410
Excelsior WWTP | EXCELSIOR | Excelsior | 1946207 | 607176630 | 0.3308% |  | 0.1466% | AAA | 1 | 1 | Stable | 890000 | 6652344 | 1946207
| EYOTA | Eyota | 852088 | 138457677 | 0.6154% |  | 2.105% | AA- | 2 | 4 | Stable | 2915000 | 1479272 | 852088
Fairfax WWTP | FAIRFAX | Fairfax | 475002 | 41042825 | 1.157% |  | 0% | A | 3 | 6 | Stable | 0 | 441884 | 475002
Fairmont WWTP | FAIRMONT | Fairmont | 5667869 | 755951400 | 0.7498% |  | 0% | Unranked | 0 | 0 | NA | 0 | 9502230 | 5667869
| FALCON HEIGHTS | Falcon Heights | 1866345 | 515862500 | 0.436% |  | 0% | AAA | 1 | 1 | Stable | 0 | 5134645 | 1866345
Faribault WWTP | FARIBAULT | Faribault | 10162244 | 1554252000 | 0.6538% |  | 0.8441% | AA | 2 | 3 | Stable | 13120000 | 19329347 | 10162244
| FARMINGTON | Farmington | 11269102 | 2247580874 | 0.6027% |  | 0.2961% | AA+ | 2 | 2 | Stable | 6655000 | 22878808 | 11269102
| FARWELL | Farwell | 11004 | 2351565 | 0.4679% |  | 0% | Unranked | 0 | 0 | NA | 0 | 26440 | 11004
Federal Dam WWTP | FEDERAL DAM | Federal Dam | 62903 | 15993970 | 0.3933% |  | 0% | Unranked | 0 | 0 | NA | 0 | 161697 | 62903
Felton WWTP | FELTON | Felton | 28630 | 8806200 | 0.3251% |  | 0% | Unranked | 0 | 0 | NA | 0 | 94997 | 28630
Fergus Falls WWTP | FERGUS FALLS | Fergus Falls | 6544856 | 955329200 | 0.6851% |  | 0.8144% | Unranked | 0 | 0 | NA | 7780000 | 11862975 | 6544856
Fertile WWTP | FERTILE | Fertile | 221009 | 39545600 | 0.5589% |  | 3.519% | BBB+ | 4 | 8 | Stable | 1391660 | 438162 | 221009
| FIFTY LAKES | Fifty Lakes | 492058 | 216592635 | 0.2272% |  | 0% | Unranked | 0 | 0 | NA | 0 | 2198240 | 492058
Finlayson WWTP | FINLAYSON | Finlayson | 111247 | 20627500 | 0.5393% |  | 1.48% | Unranked | 0 | 0 | NA | 305340 | 235215 | 111247
Fisher WWTP | FISHER | Fisher | 141633 | 17095300 | 0.8285% |  | 0% | Unranked | 0 | 0 | NA | 0 | 179435 | 141633
| FLENSBURG | Flensburg | 97007 | 17805800 | 0.5448% |  | 0% | Unranked | 0 | 0 | NA | 0 | 142606 | 97007
Floodwood WWTP | FLOODWOOD | Floodwood | 335005 | 15640591 | 2.142% |  | 0% | Unranked | 0 | 0 | NA | 0 | 181542 | 335005
| FLORENCE | Florence | 17003 | 670407 | 2.536% |  | 0% | Unranked | 0 | 0 | NA | 0 | 9455 | 17003
Foley WWTP | FOLEY | Foley | 1080804 | 139611700 | 0.7742% |  | 0% | AA- | 2 | 4 | Stable | 0 | 1576512 | 1080804
| FORADA | Forada | 151639 | 32112233 | 0.4722% |  | 0% | Unranked | 0 | 0 | NA | 0 | 336357 | 151639
| FOREST LAKE | Forest Lake | 10095767 | 2418267600 | 0.4734% |  | 0.9968% | AA+ | 2 | 2 | Stable | 24105000 | 24840948 | 10095767
Foreston WWTP | FORESTON | Foreston | 132523 | 29477309 | 0.4496% |  | 0% | Unranked | 0 | 0 | NA | 0 | 312793 | 132523
| FORT RIPLEY | Fort Ripley | 21008 | 7557878 | 0.278% |  | 0% | Unranked | 0 | 0 | NA | 0 | 76322 | 21008
Fosston WWTP | FOSSTON | Fosston | 413072 | 71958500 | 0.574% |  | 2.422% | A- | 3 | 7 | Stable | 1743000 | 803410 | 413072
Fountain WWTP | FOUNTAIN | Fountain | 210995 | 27173800 | 0.7765% |  | 0% | Unranked | 0 | 0 | NA | 0 | 311440 | 210995
| FOXHOME | Foxhome | 18297 | 2835355 | 0.6453% |  | 0% | Unranked | 0 | 0 | NA | 0 | 31070 | 18297
Franklin WWTP | FRANKLIN | Franklin | 179579 | 12142478 | 1.479% |  | 0% | Unranked | 0 | 0 | NA | 0 | 127669 | 179579
| FRAZEE | Frazee | 371928 | 56453600 | 0.6588% |  | 0% | Unranked | 0 | 0 | NA | 0 | 564925 | 371928
Freeborn WWTP | FREEBORN | Freeborn | 117296 | 7818700 | 1.5% |  | 0% | Unranked | 0 | 0 | NA | 0 | 85968 | 117296
Freeport WWTP | FREEPORT | Freeport | 508007 | 55563200 | 0.9143% |  | 0% | A | 3 | 6 | Stable | 0 | 680135 | 508007
| FRIDLEY | Fridley | 13901551 | 3144565172 | 0.5371% |  | 1.415% | Unranked | 0 | 0 | NA | 44495000 | 30941822 | 13901551
Frost WWTP | FROST | Frost | 118454 | 4938800 | 2.398% |  | 0% | Unranked | 0 | 0 | NA | 0 | 56357 | 118454
Dundee WWTP | FULDA | Fulda | 459749 | 47862722 | 0.9606% |  | 0.5181% | A | 3 | 6 | Stable | 248000 | 512722 | 459749
Fulda WWTP | FULDA | Fulda | 459749 | 47862722 | 0.9606% |  | 0.5181% | A | 3 | 6 | Stable | 248000 | 512722 | 459749
| FUNKLEY | Funkley | 1101 | 639700 | 0.1721% |  | 0% | Unranked | 0 | 0 | NA | 0 | 6029 | 1101
Garfield WWTP | GARFIELD | Garfield | 159663 | 22964491 | 0.6953% |  | 1.097% | Unranked | 0 | 0 | NA | 252000 | 283214 | 159663
| GARRISON | Garrison | 228638 | 20544505 | 1.113% |  | 0.4575% | Unranked | 0 | 0 | NA | 94000 | 281631 | 228638
Garvin WWTP | GARVIN | Garvin | 69843 | 2495707 | 2.799% |  | 0% | Unranked | 0 | 0 | NA | 0 | 30148 | 69843
Gary WWTP | GARY | Gary | 56637 | 6969131 | 0.8127% |  | 0% | Unranked | 0 | 0 | NA | 0 | 82001 | 56637
Gaylord WWTP | GAYLORD | Gaylord | 1598453 | 122551119 | 1.304% |  | 4.863% | AA- | 2 | 4 | Stable | 5959201 | 1384906 | 1598453
| GEM LAKE | Gem Lake | 520740 | 128578300 | 0.4165% |  | 0.8283% | Unranked | 0 | 0 | NA | 1065000 | 1435797 | 520740
Geneva WWTP | GENEVA | Geneva | 143484 | 24196800 | 0.593% |  | 0% | Unranked | 0 | 0 | NA | 0 | 258082 | 143484
| GENOLA | Genola | 14999 | 7120600 | 0.2106% |  | 0% | Unranked | 0 | 0 | NA | 0 | 103063 | 14999
Georgetown WWTP | GEORGETOWN | Georgetown | 20499 | 4505400 | 0.455% |  | 0% | Unranked | 0 | 0 | NA | 0 | 52711 | 20499
Ghent WWTP | GHENT | Ghent | 181973 | 16771192 | 1.085% |  | 0% | Unranked | 0 | 0 | NA | 0 | 133326 | 181973
Gibbon WWTP | GIBBON | Gibbon | 479101 | 27107465 | 1.767% |  | 6.935% | A+ | 3 | 5 | Stable | 1880000 | 294706 | 479101
Gilbert WWTP | GILBERT | Gilbert | 871259 | 62149158 | 1.875% |  | 7.474% | A+ | 3 | 5 | Stable | 4645000 | 646668 | 871259
Gilman WWTP | GILMAN | Gilman | 39999 | 15117100 | 0.2646% |  | 0% | Unranked | 0 | 0 | NA | 0 | 168086 | 39999
Glencoe WWTP | GLENCOE | Glencoe | 2876985 | 346825900 | 0.8295% |  | 0.551% | Unranked | 0 | 0 | NA | 1911000 | 3876983 | 2876985
Glenville WWTP | GLENVILLE | Glenville | 125013 | 30437000 | 0.4107% |  | 0% | Unranked | 0 | 0 | NA | 0 | 396979 | 125013
| GLENWOOD | Glenwood | 1746576 | 216813422 | 0.8056% |  | 1.028% | AA- | 2 | 4 | Stable | 2228718 | 2560696 | 1746576
Glyndon WWTP | GLYNDON | Glyndon | 524618 | 87734900 | 0.598% |  | 9.54% | A+ | 3 | 5 | Stable | 8370000 | 965037 | 524618
| GOLDEN VALLEY | Golden Valley | 24854722 | 4325815780 | 0.6036% |  | 0.109% | Unranked | 0 | 0 | NA | 4715000 | 47392938 | 24854722
Gonvick WWTP | GONVICK | Gonvick | 124187 | 7454900 | 1.666% |  | 0% | Unranked | 0 | 0 | NA | 0 | 82565 | 124187
Good Thunder WWTP | GOOD THUNDER | Good Thunder | 339059 | 27710900 | 1.224% |  | 0% | Unranked | 0 | 0 | NA | 0 | 292561 | 339059
Goodhue WWTP | GOODHUE | Goodhue | 547038 | 84853700 | 0.6447% |  | 1.24% | AA- | 2 | 4 | Stable | 1052000 | 942545 | 547038
Goodridge WWTP | GOODRIDGE | Goodridge | 23093 | 1721700 | 1.341% |  | 0% | Unranked | 0 | 0 | NA | 0 | 18706 | 23093
| GOODVIEW | Goodview | 1583090 | 297843500 | 0.5315% |  | 0.3928% | AA- | 2 | 4 |  | 1170000 | 3611725 | 1583090
Graceville WWTP | GRACEVILLE | Graceville | 219993 | 19383114 | 1.135% |  | 0% | Unranked | 0 | 0 | NA | 0 | 219403 | 219993
Granada WWTP | GRANADA | Granada | 41231 | 8035200 | 0.5131% |  | 0% | Unranked | 0 | 0 | NA | 0 | 82062 | 41231
Grand Marais WWTP | GRAND MARAIS | Grand Marais | 968084 | 193943817 | 0.5109% |  | 0.8714% | AA | 2 | 3 | Stable | 1690000 | 2105717 | 968084
Grand Meadow WWTP | GRAND MEADOW | Grand Meadow | 486487 | 54773400 | 0.8882% |  | 1.979% | Unranked | 0 | 0 | NA | 1084000 | 552515 | 486487
Grand Rapids WWTP | GRAND RAPIDS | Grand Rapids | 7398719 | 772232839 | 1.048% |  | 1.471% | AA- | 2 | 4 | Stable | 11360000 | 8784789 | 7398719
Granit Falls WWTP | GRANITE FALLS | Granite Falls | 2112360 | 148473567 | 1.423% |  | 0.06735% | A | 3 | 6 | Stable | 100000 | 1920021 | 2112360
| GRANT | Grant | 1280064 | 902910700 | 0.1464% |  | 0% | Unranked | 0 | 0 | NA | 0 | 9405879 | 1280064
Grasston WWTP | GRASSTON | Grasston | 13801 | 7389000 | 0.1868% |  | 0% | Unranked | 0 | 0 | NA | 0 | 78938 | 13801
| GREEN ISLE | Green Isle | 622333 | 36936133 | 1.685% |  | 0% | Unranked | 0 | 0 | NA | 0 | 402516 | 622333
Green Lake SSWD WWTP | GREEN LAKE | Green Lake
Greenbush WWTP | GREENBUSH | Greenbush | 328149 | 27700200 | 1.185% |  | 0% | Unranked | 0 | 0 | NA | 0 | 329374 | 328149
Greenfield WWTP | GREENFIELD | Greenfield | 1908906 | 532196016 | 0.3797% |  | 0% | AA | 2 | 3 | Stable | 0 | 5430138 | 1908906
Meadows of Whisper Creek WWTP | GREENFIELD | Greenfield | 1908906 | 532196016 | 0.3797% |  | 0% | AA | 2 | 3 | Stable | 0 | 5430138 | 1908906
| GREENWALD | Greenwald | 40003 | 11889400 | 0.3365% |  | 0.96% | Unranked | 0 | 0 | NA | 114141 | 123059 | 40003
| GREENWOOD | Greenwood | 632880 | 402625190 | 0.158% |  | 0% | Unranked | 0 | 0 | NA | 0 | 4646361 | 632880
Grey Eagle WWTP | GREY EAGLE | Grey Eagle | 119046 | 19243561 | 0.6186% |  | 1.164% | Unranked | 0 | 0 | NA | 224000 | 211496 | 119046
Grove City WWTP | GROVE CITY | Grove City | 214140 | 20527668 | 1.043% |  | 10.07% | Unranked | 0 | 0 | NA | 2068000 | 226778 | 214140
Grygla WWTP | GRYGLA | Grygla | 76421 | 5785614 | 1.321% |  | 0% | Unranked | 0 | 0 | NA | 0 | 73662 | 76421
| GULLY | Gully | 13644 | 2655700 | 0.5138% |  | 0% | Unranked | 0 | 0 | NA | 0 | 36434 | 13644
| HACKENSACK | Hackensack | 236434 | 36239561 | 0.6524% |  | 0% | Unranked | 0 | 0 | NA | 0 | 446140 | 236434
| HADLEY | Hadley | 40002 | 4256051 | 0.9399% |  | 0% | Unranked | 0 | 0 | NA | 0 | 58267 | 40002
Hallock WWTP | HALLOCK | Hallock | 480229 | 38930200 | 1.234% |  | 0.5728% | A+ | 3 | 5 | Stable | 223000 | 444901 | 480229
| HALMA | Halma | 15779 | 1440100 | 1.096% |  | 0% | Unranked | 0 | 0 | NA | 0 | 17449 | 15779
Halstad WWTP | HALSTAD | Halstad | 219014 | 17132184 | 1.278% |  | 0% | Unranked | 0 | 0 | NA | 0 | 189949 | 219014
| HAM LAKE | Ham Lake | 4664427 | 2073425096 | 0.2517% |  | 0.04341% | AA+ | 2 | 2 | Stable | 900000 | 21246983 | 4664427
Hamburg WWTP | HAMBURG | Hamburg | 353875 | 32713200 | 1.587% |  | 0% | Unranked | 0 | 0 | NA | 0 | 333108 | 353875
Hammond WWTP | HAMMOND | Hammond | 26401 | 3792400 | 0.6962% |  | 0% | Unranked | 0 | 0 | NA | 0 | 41130 | 26401
Hampton WWTP | HAMPTON | Hampton | 248943 | 64245306 | 0.494% |  | 0% | Unranked | 0 | 0 | NA | 0 | 656483 | 248943
Hancock WWTP | HANCOCK | Hancock | 325237 | 20673897 | 1.573% |  | 0% | A+ | 3 | 5 | Stable | 0 | 238436 | 325237
Hanley Falls WWTP | HANLEY FALLS | Hanley Falls | 134991 | 4627545 | 2.917% |  | 0% | Unranked | 0 | 0 | NA | 0 | 53358 | 134991
| HANOVER | Hanover | 1873163 | 385434140 | 0.4997% |  | 0% | Unranked | 0 | 0 | NA | 0 | 4029081 | 1873163
Hanska WWTP | HANSKA | Hanska | 193339 | 10497400 | 1.842% |  | 0% | Unranked | 0 | 0 | NA | 0 | 114980 | 193339
| HARDING | Harding | 15601 | 7884500 | 0.1979% |  | 0% | Unranked | 0 | 0 | NA | 0 | 68661 | 15601
Hardwick WWTP | HARDWICK | Hardwick | 58778 | 11416082 | 0.5149% |  | 0% | Unranked | 0 | 0 | NA | 0 | 113781 | 58778
Harmony WWTP | HARMONY | Harmony | 775353 | 67343500 | 1.151% |  | 0.07128% | Unranked | 0 | 0 | NA | 48000 | 783048 | 775353
Harris WWTP | HARRIS | Harris | 559002 | 127325100 | 0.439% |  | 0% | Unranked | 0 | 0 | NA | 0 | 1322686 | 559002
Hartland WWTP | HARTLAND | Hartland | 151391 | 12028600 | 1.259% |  | 0% | Unranked | 0 | 0 | NA | 0 | 138984 | 151391
| HASTINGS | Hastings | 12662638 | 2118773796 | 0.7228% |  | 0.176% | AA | 2 | 3 | Stable | 3730000 | 22076817 | 12662638
| HATFIELD | Hatfield | 17003 | 12643434 | 0.1345% |  | 0% | Unranked | 0 | 0 | NA | 0 | 85378 | 17003
Hawley WWTP | HAWLEY | Hawley | 695994 | 159908200 | 0.4352% |  | 0% | AA | 2 | 3 | Stable | 0 | 1677536 | 695994
Hayfield WWTP | HAYFIELD | Hayfield | 857058 | 78594100 | 1.09% |  | 0% | A | 3 | 6 | Stable | 0 | 859402 | 857058
Hayward WWTP | HAYWARD | Hayward | 190619 | 11933100 | 1.597% |  | 0% | Unranked | 0 | 0 | NA | 0 | 144605 | 190619
| HAZEL RUN | Hazel Run | 14002 | 3632709 | 0.3854% |  | 1.602% | Unranked | 0 | 0 | NA | 58200 | 33017 | 14002
Hector WWTP | HECTOR | Hector | 860994 | 45158594 | 1.907% |  | 0% | Unranked | 0 | 0 | NA | 0 | 537454 | 860994
| HEIDELBERG | Heidelberg | 32001 | 12769700 | 0.2506% |  | 0% | Unranked | 0 | 0 | NA | 0 | 131417 | 32001
| HENDERSON | Henderson | 537050 | 62860770 | 0.8543% |  | 0.8749% | Unranked | 0 | 0 | NA | 550000 | 660248 | 537050
Hendricks WWTP | HENDRICKS | Hendricks | 322779 | 28954147 | 1.115% |  | 1.036% | Unranked | 0 | 0 | NA | 300000 | 273283 | 322779
Hendrum WWTP | HENDRUM | Hendrum | 131539 | 8709460 | 1.51% |  | 1.332% | Unranked | 0 | 0 | NA | 116000 | 86773 | 131539
| HENNING | Henning | 212079 | 31886100 | 0.6651% |  | 0.4468% | Unranked | 0 | 0 | NA | 142471 | 332357 | 212079
| HENRIETTE | Henriette | 24193 | 2360100 | 1.025% |  | 0% | Unranked | 0 | 0 | NA | 0 | 27587 | 24193
Herman WWTP | HERMAN | Herman | 268649 | 17512257 | 1.534% |  | 0% | Unranked | 0 | 0 | NA | 0 | 226883 | 268649
| HERMANTOWN | Hermantown | 6502870 | 1160975339 | 0.5601% |  | 2.257% | AA | 2 | 3 | Stable | 26200000 | 14612822 | 6502870
Heron Lake WWTP | HERON LAKE | Heron Lake | 261160 | 32995800 | 0.7915% |  | 0% | AA- | 2 | 4 | Stable | 0 | 484009 | 261160
Hewitt WWTP | HEWITT | Hewitt | 70998 | 6742702 | 1.053% |  | 0.1335% | Unranked | 0 | 0 | NA | 9000 | 67074 | 70998
Hibbing WWTP South Plant | HIBBING | Hibbing | 7254367 | 713497359 | 1.229% |  | 0.4744% | AA | 2 | 3 | Stable | 3385000 | 7724189 | 7254367
Hill City WWTP | HILL CITY | Hill City | 243516 | 26735657 | 0.9108% |  | 0% | Unranked | 0 | 0 | NA | 0 | 290933 | 243516
| HILLMAN | Hillman | 4453 | 1510100 | 0.2949% |  | 0% | Unranked | 0 | 0 | NA | 0 | 14301 | 4453
Hills WWTP | HILLS | Hills | 133185 | 30409453 | 0.438% |  | 0% | Unranked | 0 | 0 | NA | 0 | 323312 | 133185
| HILLTOP | Hilltop | 497356 | 36678119 | 2.48% |  | 0% | Unranked | 0 | 0 | NA | 0 | 515195 | 497356
Hinckley WWTP | HINCKLEY | Hinckley | 915894 | 136284800 | 0.672% |  | 1.53% | A+ | 3 | 5 | Stable | 2085000 | 1903320 | 915894
Hitterdal WWTP | HITTERDAL | Hitterdal | 40001 | 9002200 | 0.4443% |  | 0% | Unranked | 0 | 0 | NA | 0 | 93884 | 40001
Hoffman WWTP | HOFFMAN | Hoffman | 171018 | 35117036 | 0.487% |  | 7.048% | A- | 3 | 7 | Negative | 2475000 | 403889 | 171018
Hokah WWTP | HOKAH | Hokah | 325884 | 27501400 | 1.185% |  | 0% | Unranked | 0 | 0 | NA | 0 | 291225 | 325884
Holdingford WWTP | HOLDINGFORD | Holdingford | 220004 | 43207600 | 0.5092% |  | 2.051% | Unranked | 0 | 0 | NA | 886000 | 435409 | 220004
Holland WWTP | HOLLAND | Holland | 39304 | 8103176 | 0.485% |  | 0% | Unranked | 0 | 0 | NA | 0 | 90891 | 39304
Hollandale WWTP | HOLLANDALE | Hollandale | 108149 | 12291600 | 0.8799% |  | 0% | Unranked | 0 | 0 | NA | 0 | 134229 | 108149
| HOLLOWAY | Holloway | 184151 | 17800207 | 1.035% |  | 0% | Unranked | 0 | 0 | NA | 0 | 313819 | 184151
| HOLT | Holt | 7000 | 2637026 | 0.2655% |  | 0% | Unranked | 0 | 0 | NA | 0 | 28130 | 7000
| HOPKINS | Hopkins | 15496759 | 2304435877 | 0.7723% |  | 2.207% | AA+ | 2 | 2 | Stable | 50855000 | 23390660 | 15496759
Houston WWTP | HOUSTON | Houston | 537594 | 45036500 | 1.194% |  | 1.01% | Unranked | 0 | 0 | NA | 454955 | 511292 | 537594
| HOWARD LAKE | Howard Lake | 1169913 | 157168500 | 0.7444% |  | 0.6808% | AA- | 2 | 4 | Stable | 1070000 | 1611552 | 1169913
Hoyt Lakes WWTP | HOYT LAKES | Hoyt Lakes | 1408546 | 126556507 | 1.22% |  | 1.32% | A- | 3 | 7 | Stable | 1670000 | 1566938 | 1408546
| HUGO | Hugo | 8064524 | 2024714000 | 0.4404% |  | 0.7986% | AA+ | 2 | 2 | Stable | 16170000 | 20875304 | 8064524
| HUMBOLDT | Humboldt | 3102 | 1103700 | 0.2811% |  | 0% | Unranked | 0 | 0 | NA | 0 | 15796 | 3102
Hutchinson WWTP | HUTCHINSON | Hutchinson | 7630796 | 1010740600 | 0.755% |  | 0.7712% | AA- | 2 | 4 | Stable | 7795000 | 11945125 | 7630796
| IHLEN | Ihlen | 31003 | 2707629 | 1.145% |  | 0% | Unranked | 0 | 0 | NA | 0 | 27231 | 31003
| INDEPENDENCE | Independence | 3265545 | 793577245 | 0.4279% |  | 0.5734% | AA+ | 2 | 2 | Stable | 4550000 | 8126042 | 3265545
| INTERNATIONAL FALLS | International Falls | 2980864 | 231971949 | 1.285% |  | 0% | A+ | 3 | 5 | Stable | 0 | 3036829 | 2980864
| INVER GROVE HEIGHTS | Inver Grove Heights | 23360621 | 4315084306 | 0.6073% |  | 0.5702% | AA+ | 2 | 2 | Stable | 24605000 | 46038315 | 23360621
Avoca & Iona WWTP | IONA | Iona | 45352 | 4711621 | 0.9626% |  | 0% | Unranked | 0 | 0 | NA | 0 | 46579 | 45352
Iron Junction WWTP | IRON JUNCTION | Iron Junction | 15456 | 5729875 | 0.2975% |  | 0% | Unranked | 0 | 0 | NA | 0 | 60194 | 15456
| IRONTON | Ironton | 252676 | 24564809 | 1.309% |  | 0% | Unranked | 0 | 0 | NA | 0 | 250084 | 252676
Isanti WWTP | ISANTI | Isanti | 2987149 | 448795600 | 0.6656% |  | 0.7175% | AA- | 2 | 4 | Stable | 3220000 | 4947689 | 2987149
Isle WWTP | ISLE | Isle | 669939 | 81325730 | 0.8238% |  | 0.7739% | A- | 3 | 7 | Negative | 629405 | 865542 | 669939
Ivanhoe WWTP | IVANHOE | Ivanhoe | 315538 | 16107824 | 1.959% |  | 0% | Unranked | 0 | 0 | NA | 0 | 185096 | 315538
Jackson WWTP | JACKSON | Jackson | 1594465 | 205165700 | 0.7772% |  | 0.2764% | A+ | 3 | 5 | Stable | 567000 | 2444451 | 1594465
Janesville WWTP | JANESVILLE | Janesville | 1044490 | 124521300 | 0.8388% |  | 0% | A+ | 3 | 5 | Stable | 0 | 1303538 | 1044490
Jasper WWTP | JASPER | Jasper | 200166 | 19691477 | 1.017% |  | 0% | Unranked | 0 | 0 | NA | 0 | 239212 | 200166
Jeffers WWTP | JEFFERS | Jeffers | 198468 | 10924370 | 1.817% |  | 0% | Unranked | 0 | 0 | NA | 0 | 145213 | 198468
| JENKINS | Jenkins | 277028 | 45342920 | 0.611% |  | 0% | Unranked | 0 | 0 | NA | 0 | 543117 | 277028
| JOHNSON | Johnson | 10009 | 1344080 | 0.7447% |  | 0% | Unranked | 0 | 0 | NA | 0 | 16339 | 10009
Jordan WWTP | JORDAN | Jordan | 4134347 | 556941600 | 0.9347% |  | 1.6% | AA- | 2 | 4 | Stable | 8910000 | 5592942 | 4134347
| KANDIYOHI | Kandiyohi | 217605 | 19899616 | 1.094% |  | 0% | Unranked | 0 | 0 | NA | 0 | 213128 | 217605
Karlstad WWTP | KARLSTAD | Karlstad | 244996 | 26941100 | 0.9094% |  | 0% | Unranked | 0 | 0 | NA | 0 | 327392 | 244996
| KASOTA | Kasota | 76762 | 43642900 | 0.1759% |  | 0% | Unranked | 0 | 0 | NA | 0 | 544099 | 76762
Kasson WWTP | KASSON | Kasson | 3584500 | 483238000 | 0.7418% |  | 0.09314% | AA- | 2 | 4 | Stable | 450112 | 5100699 | 3584500
Keewatin WWTP | KEEWATIN | Keewatin | 289813 | 26180359 | 1.823% |  | 0% | Unranked | 0 | 0 | NA | 0 | 254032 | 289813
Kelliher WWTP | KELLIHER | Kelliher | 34304 | 9618900 | 0.3566% |  | 0% | Unranked | 0 | 0 | NA | 0 | 105057 | 34304
Kellogg WWTP | KELLOGG | Kellogg | 273653 | 25268700 | 1.083% |  | 0% | Unranked | 0 | 0 | NA | 0 | 275307 | 273653
Kennedy WWTP | KENNEDY | Kennedy | 110706 | 4171500 | 2.654% |  | 0% | Unranked | 0 | 0 | NA | 0 | 50232 | 110706
| KENNETH | Kenneth | 16004 | 5750551 | 0.2783% |  | 0% | Unranked | 0 | 0 | NA | 0 | 51099 | 16004
| KENSINGTON | Kensington | 54439 | 10232063 | 0.532% |  | 0% | Unranked | 0 | 0 | NA | 0 | 129927 | 54439
| KENT | Kent | 14503 | 2394886 | 0.6056% |  | 0% | Unranked | 0 | 0 | NA | 0 | 30495 | 14503
Kenyon WWTP | KENYON | Kenyon | 1040344 | 117970500 | 0.8819% |  | 0% | A+ | 3 | 5 | Stable | 0 | 1226313 | 1040344
Kerkhoven WWTP | KERKHOVEN | Kerkhoven | 291938 | 26369038 | 1.107% |  | 0% | Unranked | 0 | 0 | NA | 0 | 307065 | 291938
| KERRICK | Kerrick | 20396 | 3118800 | 0.654% |  | 0% | Unranked | 0 | 0 | NA | 0 | 37549 | 20396
Kettle River WWTP | KETTLE RIVER | Kettle River | 101714 | 6098998 | 1.668% |  | 0% | Unranked | 0 | 0 | NA | 0 | 69919 | 101714
Kiester WWTP | KIESTER | Kiester | 302241 | 9608400 | 3.146% |  | 0% | Unranked | 0 | 0 | NA | 0 | 115944 | 302241
Kilkenny WWTP | KILKENNY | Kilkenny | 52677 | 6472000 | 0.8139% |  | 0% | Unranked | 0 | 0 | NA | 0 | 69387 | 52677
| KIMBALL | Kimball | 537394 | 53838700 | 0.9982% |  | 0% | Unranked | 0 | 0 | NA | 0 | 638096 | 537394
| KINBRAE | Kinbrae | 6504 | 3561689 | 0.1826% |  | 0% | Unranked | 0 | 0 | NA | 0 | 35068 | 6504
| KINGSTON | Kingston | 21146 | 8027873 | 0.2634% |  | 0% | Unranked | 0 | 0 | NA | 0 | 80819 | 21146
| KINNEY | Kinney | 105632 | 3298228 | 6.347% |  | 0% | Unranked | 0 | 0 | NA | 0 | 39090 | 105632
| LA CRESCENT | La Crescent | 3169676 | 453242000 | 0.6993% |  | 1.396% | Unranked | 0 | 0 | NA | 6325000 | 4810249 | 3169676
La Salle WWTP | LA SALLE | La Salle | 38998 | 2584500 | 1.509% |  | 0% | Unranked | 0 | 0 | NA | 0 | 691512 | 38998
Lafayette WWTP | LAFAYETTE | Lafayette | 175321 | 24519600 | 0.7205% |  | 0% | Unranked | 0 | 0 | NA | 0 | 32757 | 175321
Lake Benton WWTP | LAKE BENTON | Lake Benton | 256893 | 23343636 | 1.1% |  | 0% | A+ | 3 | 5 | Stable | 0 | 272069 | 256893
Lake Bronson WWTP | LAKE BRONSON | Lake Bronson | 73972 | 3653900 | 2.024% |  | 0% | Unranked | 0 | 0 | NA | 0 | 243419 | 73972
Lake City WWTP | LAKE CITY | Lake City | 3712446 | 503285700 | 0.7376% |  | 0.1234% | AA | 2 | 3 | Stable | 621000 | 48152 | 3712446
Lake Crystal WWTP | LAKE CRYSTAL | Lake Crystal | 1118664 | 159627800 | 0.7008% |  | 0% | AA | 2 | 3 | Stable | 0 | 5772399 | 1118664
| LAKE ELMO | Lake Elmo | 4991629 | 2009618900 | 0.2619% |  | 0.08783% | AA+ | 2 | 2 | Stable | 1765000 | 1723350 | 4991629
Lake Henry WWTP | LAKE HENRY | Lake Henry | 21994 | 5735700 | 0.3835% |  | 465.6% | Unranked | 0 | 0 | NA | 26705000 | 21116953 | 21994
Lake Lillian WWTP | LAKE LILLIAN | Lake Lillian | 133002 | 7991423 | 1.664% |  | 1.529% | Unranked | 0 | 0 | NA | 122182 | 71647 | 133002
Lake Park WWTP | LAKE PARK | Lake Park | 187866 | 44740200 | 0.4199% |  | 0% | Unranked | 0 | 0 | NA | 0 | 84973 | 187866
| LAKE SAINT CROIX BEACH | Lake Saint Croix Beach | 521739 | 126709100 | 0.4629% |  | 0% | Unranked | 0 | 0 | NA | 0 | 524769 | 521739
| LAKE SHORE | Lake Shore | 1402689 | 563539289 | 0.2489% |  | 0% | AA- | 2 | 4 | Stable | 0 | 1281060 | 1402689
Lake Wilson WWTP | LAKE WILSON | Lake Wilson | 84072 | 8543058 | 0.9841% |  | 22.77% | Unranked | 0 | 0 | NA | 1945000 | 5987223 | 84072
Lakefield WWTP | LAKEFIELD | Lakefield | 700971 | 67645100 | 1.036% |  | 0.4327% | A+ | 3 | 5 | Stable | 292703 | 99578 | 700971
| LAKELAND | Lakeland | 913239 | 263943600 | 0.3774% |  | 0% | A | 3 | 6 | Negative | 0 | 760466 | 913239
| LAKELAND SHORE | Lakeland Shore | 158997 | 62964300 | 0.2625% |  | 0% | Unranked | 0 | 0 | NA | 0 | 2733533 | 158997
| LAKEVILLE | Lakeville | 30678837 | 8636750062 | 0.3934% |  | 0% | Unranked | 0 | 0 | NA | 0 | 679959 | 30678837
Lamberton WWTP | LAMBERTON | Lamberton | 770124 | 30949086 | 2.488% |  | 150.1% | A- | 3 | 7 | Stable | 46455000 | 89298880 | 770124
Lancaster WWTP | LANCASTER | Lancaster | 102994 | 11767700 | 0.8752% |  | 44.69% | Unranked | 0 | 0 | NA | 5259400 | 403501 | 102994
| LANDFALL | Landfall | 81999 | 10310200 | 5.759% |  | 0% | Unranked | 0 | 0 | NA | 0 | 132203 | 81999
Lanesboro WWTP | LANESBORO | Lanesboro | 676224 | 68430200 | 0.9882% |  | 0% | A+ | 3 | 5 | Stable | 0 | 127150 | 676224
| LAPORTE | Laporte | 67235 | 8606400 | 0.7812% |  | 4.671% | Unranked | 0 | 0 | NA | 402000 | 707337 | 67235
| LAPRAIRIE | Laprairie | 285159 | 61084556 | 0.4894% |  | 0.9741% | Unranked | 0 | 0 | NA | 595000 | 94356 | 285159
| LASTRUP | Lastrup | 27000 | 5386800 | 0.5012% |  | 0% | Unranked | 0 | 0 | NA | 0 | 65240 | 27000
| LAUDERDALE | Lauderdale | 753395 | 240059000 | 0.3748% |  | 0.3749% | AA | 2 | 3 | Stable | 900000 | 2716604 | 753395
Le Center WWTP | LE CENTER | Le Center | 1134785 | 135406700 | 0.8381% |  | 0% | A+ | 3 | 5 | Stable | 0 | 1539824 | 1134785
MRVPUC WWTP | LE SUEUR | Le Sueur | 2481162 | 289451300 | 0.9142% |  | 3.403% | A+ | 3 | 5 | Negative | 9850000 | 3460617 | 2481162
| LENGBY | Lengby | 12997 | 3597300 | 0.3613% |  | 0% | Unranked | 0 | 0 | NA | 0 | 39642 | 12997
| LEONARD | Leonard | 3999 | 1690700 | 0.2365% |  | 0% | Unranked | 0 | 0 | NA | 0 | 19156 | 3999
| LEONIDAS | Leonidas | 20907 | 3006683 | 0.8315% |  | 0% | Unranked | 0 | 0 | NA | 0 | 39437 | 20907
Leroy WWTP | LEROY | Leroy | 500010 | 36452800 | 1.372% |  | 0% | A+ | 3 | 5 | Stable | 0 | 435109 | 500010
Lester Prairie | LESTER PRAIRIE | Lester Prairie | 1086126 | 114393600 | 0.9495% |  | 0% | Unranked | 0 | 0 | NA | 0 | 1261437 | 1086126
Lewiston WWTP | LEWISTON | Lewiston | 1002322 | 85161100 | 1.177% |  | 4.732% | A+ | 3 | 5 | Stable | 4030000 | 979528 | 1002322
Lewisville WWTP | LEWISVILLE | Lewisville | 92494 | 6029800 | 1.534% |  | 0% | Unranked | 0 | 0 | NA | 0 | 72787 | 92494
| LEXINGTON | Lexington | 830279 | 197090103 | 0.6096% |  | 0% | AA | 2 | 3 | Stable | 0 | 1857258 | 830279
| LILYDALE | Lilydale | 546222 | 218859235 | 0.2584% |  | 0.01919% | Unranked | 0 | 0 | NA | 42000 | 2108830 | 546222
| LINDSTROM | Lindstrom | 2504591 | 484110600 | 0.5174% |  | 0% | AA | 2 | 3 | Stable | 0 | 5145422 | 2504591
| LINO LAKES | Lino Lakes | 9670834 | 2435481610 | 0.4575% |  | 0.3981% | AA+ | 2 | 2 | Stable | 9695000 | 24113795 | 9670834
Lismore WWTP | LISMORE | Lismore | 107154 | 7275322 | 1.473% |  | 0% | Unranked | 0 | 0 | NA | 0 | 82682 | 107154
Litchfield WWTP | LITCHFIELD | Litchfield | 2974265 | 400431358 | 0.7428% |  | 3.514% | AA- | 2 | 4 | Stable | 14070000 | 4889823 | 2974265
| LITTLE CANADA | Little Canada | 3101401 | 1223661200 | 0.2928% |  | 0.2533% | AA+ | 2 | 2 | Stable | 3100000 | 12931641 | 3101401
Little Falls WWTP | LITTLE FALLS | Little Falls | 3952560 | 514414600 | 0.7684% |  | 0% | A+ | 3 | 5 | Stable | 0 | 6079838 | 3952560
Littlefork WWTP | LITTLEFORK | Littlefork | 131919 | 18467877 | 0.7143% |  | 0% | A | 3 | 6 | Stable | 0 | 203043 | 131919
| LONG BEACH | Long Beach | 145006 | 58022545 | 0.2499% |  | 0% | Unranked | 0 | 0 | NA | 0 | 598209 | 145006
| LONG LAKE | Long Lake | 1138096 | 299486366 | 0.4085% |  | 0% | AA | 2 | 3 | Stable | 0 | 3156475 | 1138096
Long Prairie WWTP - Municipal | LONG PRAIRIE | Long Prairie | 981911 | 143993525 | 0.6819% |  | 3.028% | Unranked | 0 | 0 | NA | 4360000 | 1640322 | 981911
Longville WWTP | LONGVILLE | Longville | 285996 | 39434161 | 0.7252% |  | 0% | Unranked | 0 | 0 | NA | 0 | 450901 | 285996
Lonsdale WWTP | LONSDALE | Lonsdale | 2241237 | 377657400 | 0.5935% |  | 0% | AA- | 2 | 4 | Stable | 0 | 3999420 | 2241237
| LORETTO | Loretto | 393400 | 72542065 | 0.6249% |  | 2.061% | AA | 2 | 3 | Stable | 1495000 | 755684 | 393400
| LOUISBURG | Louisburg | 15504 | 1772369 | 0.8748% |  | 0% | Unranked | 0 | 0 | NA | 0 | 24733 | 15504
Lowry WWTP | LOWRY | Lowry | 114324 | 15463466 | 0.7393% |  | 0.5386% | Unranked | 0 | 0 | NA | 83291 | 179506 | 114324
Lucan WWTP | LUCAN | Lucan | 135015 | 5769919 | 2.34% |  | 0% | Unranked | 0 | 0 | NA | 0 | 58320 | 135015
Luverne WWTP | LUVERNE | Luverne | 2263828 | 304028324 | 0.7446% |  | 1.771% | AA- | 2 | 4 | Stable | 5385000 | 3572956 | 2263828
Lyle WWTP | LYLE | Lyle | 95000 | 16085500 | 0.5906% |  | 0% | Unranked | 0 | 0 | NA | 0 | 168273 | 95000
Lynd WWTP | LYND | Lynd | 169263 | 29411813 | 0.5755% |  | 0% | Unranked | 0 | 0 | NA | 0 | 308580 | 169263
Mabel WWTP | MABEL | Mabel | 413915 | 29987800 | 1.38% |  | 0% | Unranked | 0 | 0 | NA | 0 | 315628 | 413915
Madelia WWTP | MADELIA | Madelia | 651142 | 84756400 | 0.7683% |  | 0% | A+ | 3 | 5 | Stable | 0 | 956553 | 651142
Madison WWTP | MADISON | Madison | 589064 | 41769488 | 1.41% |  | 17.31% | A- | 3 | 7 | Stable | 7230000 | 481857 | 589064
| MADISON LAKE | Madison Lake | 818334 | 135572900 | 0.6036% |  | 0% | A+ | 3 | 5 | Stable | 0 | 1352854 | 818334
Magnolia WWTP | MAGNOLIA | Magnolia | 44062 | 8288623 | 0.5316% |  | 0% | Unranked | 0 | 0 | NA | 0 | 94288 | 44062
Mahnomen WWTP | MAHNOMEN | Mahnomen | 260720 | 40755243 | 0.6397% |  | 27.62% | A+ | 3 | 5 | Stable | 11255000 | 540330 | 260720
| MAHTOMEDI | Mahtomedi | 4842786 | 1243340800 | 0.4177% |  | 0% | AA+ | 2 | 2 | Stable | 0 | 12980531 | 4842786
| MANCHESTER | Manchester | 26600 | 1498900 | 1.775% |  | 5.07% | Unranked | 0 | 0 | NA | 76000 | 18593 | 26600
| MANHATTAN BEACH | Manhattan Beach | 70003 | 32165574 | 0.2176% |  | 0% | Unranked | 0 | 0 | NA | 0 | 354688 | 70003
Mankato Water Resource Recovery Facility | MANKATO | Mankato | 20798131 | 3639220750 | 0.5715% |  | 0.04987% | AA | 2 | 3 | Stable | 1815000 | 47225718 | 20798131
| MANTORVILLE | Mantorville | 530029 | 92274500 | 0.5744% |  | 1.566% | AA- | 2 | 4 | Stable | 1445000 | 953626 | 530029
| MAPLE GROVE | Maple Grove | 35290279 | 10502785469 | 0.363% |  | 0.7268% | AAA | 1 | 1 | Stable | 76330000 | 110589953 | 35290279
Annandale/Maple Lake/Howard Lake WWTP | MAPLE LAKE | Maple Lake | 1332499 | 173225700 | 0.7692% |  | 0% | AA- | 2 | 4 | Stable | 0 | 2149367 | 1332499
| MAPLE PLAIN | Maple Plain | 1276063 | 210902375 | 0.6956% |  | 0% | AA | 2 | 3 | Stable | 0 | 2301374 | 1276063
Mapleton WWTP | MAPLETON | Mapleton | 835096 | 84542900 | 0.9878% |  | 0% | AA- | 2 | 4 | Stable | 0 | 938428 | 835096
| MAPLEVIEW | Mapleview | 29997 | 4642100 | 0.6462% |  | 0% | Unranked | 0 | 0 | NA | 0 | 51498 | 29997
| MAPLEWOOD | Maplewood | 19770146 | 4478593000 | 0.5184% |  | 0.4386% | AA+ | 2 | 2 | Stable | 19645000 | 47124474 | 19770146
Marble WWTP | MARBLE | Marble | 191304 | 18653358 | 1.372% |  | 0% | Unranked | 0 | 0 | NA | 0 | 193003 | 191304
Marietta WWTP | MARIETTA | Marietta | 42004 | 2719572 | 1.545% |  | 0% | Unranked | 0 | 0 | NA | 0 | 30017 | 42004
Marine on Saint Croix WWTP | MARINE-ON-SAINT CROIX | Marine on St. Croix | 910437 | 154650200 | 0.6093% |  | 0.5432% | Unranked | 0 | 0 | NA | 840000 | 1620827 | 910437
Marshall WWTP | MARSHALL | Marshall | 7255609 | 929581798 | 0.7805% |  | 1.101% | AA | 2 | 3 | Stable | 10235000 | 12317601 | 7255609
Mayer WWTP | MAYER | Mayer | 1007618 | 203855300 | 0.6154% |  | 0% | AA | 2 | 3 | Stable | 0 | 2052471 | 1007618
Maynard WWTP | MAYNARD | Maynard | 251598 | 10666958 | 2.359% |  | 2.672% | Unranked | 0 | 0 | NA | 285000 | 138289 | 251598
Mazeppa WWTP | MAZEPPA | Mazeppa | 375747 | 56288100 | 0.6675% |  | 0% | Unranked | 0 | 0 | NA | 0 | 585489 | 375747
| MCGRATH | Mcgrath | 11997 | 1516564 | 0.7911% |  | 1.589% | Unranked | 0 | 0 | NA | 24100 | 15568 | 11997
McGregor WWTP | MCGREGOR | Mcgregor | 275009 | 17709904 | 1.553% |  | 0% | Unranked | 0 | 0 | NA | 0 | 239873 | 275009
McIntosh WWTP | MCINTOSH | Mcintosh | 210302 | 17356400 | 1.212% |  | 5.278% | Unranked | 0 | 0 | NA | 916000 | 193824 | 210302
McKinley WWTP | MCKINLEY | Mckinley | 37258 | 3865475 | 1.706% |  | 0% | Unranked | 0 | 0 | NA | 0 | 50485 | 37258
Meadowlands WWTP | MEADOWLANDS | Meadowlands | 33883 | 3053019 | 1.736% |  | 0% | Unranked | 0 | 0 | NA | 0 | 34140 | 33883
Medford WWTP | MEDFORD | Medford | 674033 | 100251320 | 0.6723% |  | 0% | Unranked | 0 | 0 | NA | 0 | 1191746 | 674033
| MEDICINE LAKE | Medicine Lake | 514288 | 100745980 | 0.524% |  | 0.9231% | Unranked | 0 | 0 | NA | 930000 | 1108668 | 514288
| MEDINA | Medina | 4547617 | 1886385073 | 0.2465% |  | 0% | Unranked | 0 | 0 | NA | 0 | 20240465 | 4547617
| MEIRE GROVE | Meire Grove | 25498 | 7926000 | 0.3217% |  | 0% | Unranked | 0 | 0 | NA | 0 | 82915 | 25498
Melrose WWTP | MELROSE | Melrose | 1490006 | 223637700 | 0.6663% |  | 0.4427% | Unranked | 0 | 0 | NA | 990000 | 2499078 | 1490006
Menahga WWTP | MENAHGA | Menahga | 473325 | 60918207 | 0.777% |  | 2.758% | BBB+ | 4 | 8 | Negative | 1680000 | 680600 | 473325
| MENDOTA | Mendota | 146169 | 44365248 | 0.3444% |  | 0% | Unranked | 0 | 0 | NA | 0 | 497564 | 146169
| MENDOTA HEIGHTS | Mendota Heights | 9816781 | 2408039212 | 0.4354% |  | 0.2944% | AAA | 1 | 1 | Stable | 7090000 | 25799481 | 9816781
| MENTOR | Mentor | 48927 | 5506700 | 0.8885% |  | 0% | Unranked | 0 | 0 | NA | 0 | 66930 | 48927
Middle River WWTP | MIDDLE RIVER | Middle River | 98758 | 9671956 | 1.021% |  | 0% | Unranked | 0 | 0 | NA | 0 | 110738 | 98758
| MIESVILLE | Miesville | 66928 | 23800791 | 0.2995% |  | 0% | Unranked | 0 | 0 | NA | 0 | 221756 | 66928
Milaca WWTP | MILACA | Milaca | 974729 | 148518829 | 0.6563% |  | 1.03% | AA- | 2 | 4 | Stable | 1530000 | 1636187 | 974729
Milan WWTP | MILAN | Milan | 147596 | 7444815 | 1.983% |  | 0% | Unranked | 0 | 0 | NA | 0 | 88869 | 147596
Millerville WWTP | MILLERVILLE | Millerville | 21878 | 6765369 | 0.3234% |  | 0% | Unranked | 0 | 0 | NA | 0 | 71974 | 21878
| MILLVILLE | Millville | 30000 | 9558100 | 0.3139% |  | 0% | Unranked | 0 | 0 | NA | 0 | 106780 | 30000
Milory WWTP | MILROY | Milroy | 191502 | 9797831 | 1.955% |  | 0% | Unranked | 0 | 0 | NA | 0 | 130145 | 191502
Miltona WWTP | MILTONA | Miltona | 136000 | 26487653 | 0.5134% |  | 0% | Unranked | 0 | 0 | NA | 0 | 255111 | 136000
| MINNEAPOLIS | Minneapolis | 349002713 | 58391790385 | 0.6766% |  | 1.113% | AAA | 1 | 1 | Negative | 649680000 | 635938946 | 349002713
| MINNEISKA | Minneiska | 14668 | 10001500 | 0.1467% |  | 0% | Unranked | 0 | 0 | NA | 0 | 108224 | 14668
Minneota WWTP | MINNEOTA | Minneota | 624454 | 57563612 | 1.085% |  | 0% | A+ | 3 | 5 | Stable | 0 | 636926 | 624454
Minnesota City WWTP | MINNESOTA CITY | Minnesota City | 30002 | 10086600 | 0.2974% |  | 0% | Unranked | 0 | 0 | NA | 0 | 113188 | 30002
| MINNESOTA LAKE | Minnesota Lake | 324482 | 30929800 | 1.049% |  | 0% | Unranked | 0 | 0 | NA | 0 | 329608 | 324482
| MINNETONKA | Minnetonka | 40323603 | 10701114926 | 0.398% |  | 0.2608% | Unranked | 0 | 0 | NA | 27905000 | 113326237 | 40323603
| MINNETONKA BEACH | Minnetonka Beach | 1058609 | 395812420 | 0.2684% |  | 1.664% | AAA | 1 | 1 | Stable | 6585000 | 4679763 | 1058609
| MINNETRISTA | Minnetrista | 4943698 | 1952755499 | 0.2611% |  | 0.1457% | AA+ | 2 | 2 | Stable | 2845000 | 20876259 | 4943698
| MIZPAH | Mizpah | 2000 | 3029849 | 0.06601% |  | 0% | Unranked | 0 | 0 | NA | 0 | 28427 | 2000
Montevideo WWTP | MONTEVIDEO | Montevideo | 2531591 | 240287806 | 1.054% |  | 2.639% | AA- | 2 | 4 | Stable | 6340000 | 2939107 | 2531591
Montgomery WWTP | MONTGOMERY | Montgomery | 1682457 | 223092400 | 0.7542% |  | 0% | A+ | 3 | 5 | Stable | 0 | 2474092 | 1682457
Monticello WWTP | MONTICELLO | Monticello | 11063780 | 2060606000 | 0.5369% |  | 0.7165% | Unranked | 0 | 0 | NA | 14765000 | 31026583 | 11063780
Montrose WWTP | MONTROSE | Montrose | 1391293 | 253230700 | 0.5494% |  | 4.446% | AA | 2 | 3 | Stable | 11259000 | 2695905 | 1391293
Moorhead WWTP | MOORHEAD | Moorhead | 15819550 | 3082402750 | 0.5132% |  | 0% | Unranked | 0 | 0 | NA | 0 | 35262229 | 15819550
Moose Lake WWTP | MOOSE LAKE | Moose Lake | 714458 | 83566821 | 0.855% |  | 0.8915% | A+ | 3 | 5 | Stable | 745000 | 1012741 | 714458
Mora WWTP | MORA | Mora | 1070918 | 211148300 | 0.5072% |  | 1.608% | A+ | 3 | 5 | Stable | 3395000 | 2549075 | 1070918
Morgan WWTP | MORGAN | Morgan | 422546 | 27465908 | 1.538% |  | 0% | Unranked | 0 | 0 | NA | 0 | 328828 | 422546
Morris WWTP | MORRIS | Morris | 1609036 | 253663130 | 0.6343% |  | 1.542% | Unranked | 0 | 0 | NA | 3911000 | 2969943 | 1609036
Morristown WWTP | MORRISTOWN | Morristown | 420267 | 52185300 | 0.8053% |  | 4.35% | Unranked | 0 | 0 | NA | 2270000 | 547206 | 420267
Morton WWTP | MORTON | Morton | 197960 | 13113646 | 1.51% |  | 0% | Unranked | 0 | 0 | NA | 0 | 129836 | 197960
Motley WWTP | MOTLEY | Motley | 389988 | 32784687 | 1.19% |  | 3.538% | A+ | 3 | 5 | Stable | 1160000 | 419028 | 389988
| MOUND | Mound | 5867940 | 1524098291 | 0.4151% |  | 0.2647% | AA | 2 | 3 | Stable | 4035000 | 15309047 | 5867940
| MOUNDS VIEW | Mounds View | 4501420 | 1310617700 | 0.4476% |  | 0.429% | AA | 2 | 3 | Stable | 5622400 | 12655371 | 4501420
Mountain Iron WWTP | MOUNTAIN IRON | Mountain Iron | 1270601 | 226838331 | 0.6021% |  | 0.1433% | AA- | 2 | 4 | Stable | 325000 | 2493861 | 1270601
Mountain Lake WWTP | MOUNTAIN LAKE | Mountain Lake | 792477 | 73096684 | 1.084% |  | 2.189% | A+ | 3 | 5 | Stable | 1600000 | 772329 | 792477
Murdock WWTP | MURDOCK | Murdock | 131537 | 17801032 | 0.7389% |  | 0% | Unranked | 0 | 0 | NA | 0 | 278051 | 131537
| MYRTLE | Myrtle | 12997 | 1853200 | 0.7013% |  | 0% | Unranked | 0 | 0 | NA | 0 | 28169 | 12997
| NASHUA | Nashua | 9306 | 11745376 | 0.07923% |  | 0% | Unranked | 0 | 0 | NA | 0 | 126355 | 9306
Nashwauk WWTP | NASHWAUK | Nashwauk | 517642 | 65256565 | 0.8713% |  | 0% | Unranked | 0 | 0 | NA | 0 | 713375 | 517642
| NASSAU | Nassau | 20544 | 3174017 | 0.6473% |  | 0% | Unranked | 0 | 0 | NA | 0 | 51945 | 20544
| NELSON | Nelson | 35999 | 8854397 | 0.4066% |  | 0% | Unranked | 0 | 0 | NA | 0 | 95312 | 35999
Nerstrand WWTP | NERSTRAND | Nerstrand | 130003 | 23672600 | 0.5492% |  | 0.8111% | Unranked | 0 | 0 | NA | 192000 | 254045 | 130003
| NEVIS | Nevis | 257297 | 29883500 | 0.861% |  | 0% | Unranked | 0 | 0 | NA | 0 | 332807 | 257297
| NEW AUBURN | New Auburn | 280577 | 12564148 | 2.233% |  | 0% | Unranked | 0 | 0 | NA | 0 | 130496 | 280577
| NEW BRIGHTON | New Brighton | 9108591 | 2690464500 | 0.3943% |  | 0.367% | AA+ | 2 | 2 | Stable | 9875000 | 26332240 | 9108591
New Germany WWTP | NEW GERMANY | New Germany | 335109 | 35627600 | 1.252% |  | 4.589% | AA | 2 | 3 | Stable | 1635000 | 359670 | 335109
| NEW HOPE | New Hope | 14064801 | 2177389934 | 0.7836% |  | 1.8% | AA | 2 | 3 | Stable | 39195000 | 22469210 | 14064801
| NEW LONDON | New London | 636649 | 84200806 | 0.7561% |  | 3.273% | A+ | 3 | 5 | Stable | 2756000 | 911267 | 636649
| NEW MUNICH | New Munich | 109991 | 17638600 | 0.6236% |  | 0% | Unranked | 0 | 0 | NA | 0 | 192401 | 109991
New Prague WWTP | NEW PRAGUE | New Prague | 4354392 | 758732500 | 0.5739% |  | 0.3328% | AA | 2 | 3 | Stable | 2525000 | 8474198 | 4354392
New Richland WWTP | NEW RICHLAND | New Richland | 538595 | 41528300 | 1.297% |  | 0% | A+ | 3 | 5 | Stable | 0 | 434199 | 538595
| NEW TRIER | New Trier | 39820 | 7245324 | 0.773% |  | 0% | Unranked | 0 | 0 | NA | 0 | 72614 | 39820
New Ulm WWTP | NEW ULM | New Ulm | 8105706 | 886089500 | 0.9148% |  | 0% | Unranked | 0 | 0 | NA | 0 | 10396574 | 8105706
| NEW YORK MILLS | New York Mills | 538939 | 59879100 | 0.9% |  | 0.7515% | A | 3 | 6 | Stable | 450000 | 709366 | 538939
Newfolden WWTP | NEWFOLDEN | Newfolden | 83505 | 17313007 | 0.4823% |  | 0% | Unranked | 0 | 0 | NA | 0 | 219111 | 83505
| NEWPORT | Newport | 2554650 | 435290500 | 0.6715% |  | 2.97% | AA | 2 | 3 | Stable | 12930000 | 4730107 | 2554650
Nicollet WWTP | NICOLLET | Nicollet | 492668 | 74721100 | 0.6602% |  | 0.2596% | A | 3 | 6 | Stable | 194000 | 830572 | 492668
Nielsville WWTP | NIELSVILLE | Nielsville | 37574 | 1372000 | 2.739% |  | 0% | Unranked | 0 | 0 | NA | 0 | 13915 | 37574
| NIMROD VILLAGE OF | Nimrod Village Of | 20000 | 4052038 | 0.4936% |  | 0% | Unranked | 0 | 0 | NA | 0 | 40721 | 20000
| NISSWA | Nisswa | 2510110 | 740782294 | 0.3388% |  | 0.2707% | Unranked | 0 | 0 | NA | 2005000 | 8127178 | 2510110
| NORCROSS | Norcross | 25435 | 6058839 | 0.4198% |  | 0% | Unranked | 0 | 0 | NA | 0 | 68810 | 25435
North Branch WWTP | NORTH BRANCH | North Branch | 4810984 | 976987400 | 0.5064% |  | 0.04729% | AA- | 2 | 4 | Stable | 462000 | 10674940 | 4810984
| NORTH MANKATO | North Mankato | 6983369 | 1244832400 | 0.5622% |  | 0.9531% | AA | 2 | 3 | Stable | 11865000 | 14302245 | 6983369
| NORTH OAKS | North Oaks | 1934587 | 1496660900 | 0.1319% |  | 0% | Unranked | 0 | 0 | NA | 0 | 16440673 | 1934587
| NORTH SAINT PAUL | North Saint Paul | 3941333 | 1047605300 | 0.5242% |  | 0.2496% | AA | 2 | 3 | Stable | 2615000 | 10323288 | 3941333
Northfield WWTP | NORTHFIELD | Northfield | 10056508 | 1589929046 | 0.6325% |  | 0.7975% | AA | 2 | 3 | Stable | 12680000 | 17767476 | 10056508
Northome WWTP | NORTHOME | Northome | 57999 | 6018097 | 0.9637% |  | 0% | Unranked | 0 | 0 | NA | 0 | 67481 | 57999
Northrop WWTP | NORTHROP | Northrop | 51200 | 6669400 | 0.7677% |  | 0% | Unranked | 0 | 0 | NA | 0 | 67544 | 51200
Norwood Young America WWTP | NORWOOD YOUNG AMERICA | Norwood Young America | 2327308 | 324492600 | 0.9298% |  | 0.9584% | AA- | 2 | 4 | Stable | 3110000 | 3135675 | 2327308
| NOWTHEN | Nowthen | 1490330 | 604232034 | 0.2729% |  | 0.01407% | AA+ | 2 | 2 | Stable | 85000 | 6039914 | 1490330
| OAK GROVE | Oak Grove | 2204536 | 1021945247 | 0.2449% |  | 0% | Unranked | 0 | 0 | NA | 0 | 10275944 | 2204536
| OAK PARK HEIGHTS | Oak Park Heights | 5403594 | 899911600 | 0.6324% |  | 0.3817% | Unranked | 0 | 0 | NA | 3435000 | 10629046 | 5403594
| OAKDALE | Oakdale | 11630275 | 2977729500 | 0.4545% |  | 0% | Unranked | 0 | 0 | NA | 0 | 29958475 | 11630275
Odessa WWTP | ODESSA | Odessa | 44011 | 3021620 | 1.457% |  | 0% | Unranked | 0 | 0 | NA | 0 | 35009 | 44011
Odin-Ormsby WWTP | ODIN | Odin | 35503 | 3673800 | 0.9664% |  | 0% | Unranked | 0 | 0 | NA | 0 | 36375 | 35503
Ogema WWTP | OGEMA | Ogema | 52002 | 4924900 | 1.056% |  | 0% | Unranked | 0 | 0 | NA | 0 | 60739 | 52002
Ogilvie WWTP | OGILVIE | Ogilvie | 118267 | 16073300 | 0.7358% |  | 0% | Unranked | 0 | 0 | NA | 0 | 193257 | 118267
Okabena WWTP | OKABENA | Okabena | 98999 | 7035400 | 1.407% |  | 0% | Unranked | 0 | 0 | NA | 0 | 81461 | 98999
Oklee WWTP | OKLEE | Oklee | 243812 | 9798056 | 2.488% |  | 0% | Unranked | 0 | 0 | NA | 0 | 124940 | 243812
Olivia WWTP | OLIVIA | Olivia | 1331482 | 125444247 | 1.061% |  | 0% | A+ | 3 | 5 | Stable | 0 | 1481291 | 1331482
Onamia WWTP | ONAMIA | Onamia | 385018 | 37614807 | 1.024% |  | 0% | Unranked | 0 | 0 | NA | 0 | 473243 | 385018
Odin-Ormsby WWTP | ORMSBY | Ormsby | 39549 | 3954800 | 1% |  | 1.725% | Unranked | 0 | 0 | NA | 68216 | 41768 | 39549
| ORONO | Orono | 6549117 | 3431022859 | 0.1927% |  | 0.5358% | Unranked | 0 | 0 | NA | 18385000 | 39029346 | 6549117
Oronoco WWTP | ORONOCO | Oronoco | 898067 | 226842795 | 0.3959% |  | 0% | Unranked | 0 | 0 | NA | 0 | 2413286 | 898067
Orr WWTP | ORR | Orr | 101302 | 13283891 | 0.9142% |  | 0% | Unranked | 0 | 0 | NA | 0 | 148749 | 101302
Ortonvill WWTP | ORTONVILLE | Ortonville | 859344 | 89071010 | 0.9648% |  | 2.189% | AA- | 2 | 4 | Stable | 1950000 | 991443 | 859344
Osakis WWTP | OSAKIS | Osakis | 767400 | 113166406 | 0.6781% |  | 0% | A+ | 3 | 5 | Stable | 0 | 1149901 | 767400
Oslo WWTP | OSLO | Oslo | 230003 | 12154152 | 1.892% |  | 0.4731% | Unranked | 0 | 0 | NA | 57500 | 157418 | 230003
| OSSEO | Osseo | 1554245 | 295688199 | 0.6235% |  | 2.296% | AA | 2 | 3 | Stable | 6790000 | 2669998 | 1554245
Ostrander WWTP | OSTRANDER | Ostrander | 192295 | 9923200 | 1.938% |  | 0% | Unranked | 0 | 0 | NA | 0 | 119920 | 192295
Otsego WWTP West | OTSEGO | Otsego | 7828536 | 2087427000 | 0.375% |  | 0% | AA+ | 2 | 2 | Stable | 0 | 22591258 | 7828536
| OTTERTAIL | Ottertail | 489042 | 138899900 | 0.3521% |  | 0.4608% | AA | 2 | 3 | Stable | 640000 | 1521297 | 489042
Owatonna WWTP | OWATONNA | Owatonna | 14130419 | 2020754306 | 0.6993% |  | 0.4357% | Unranked | 0 | 0 | NA | 8805000 | 23736472 | 14130419
Palisade WWTP | PALISADE | Palisade | 77390 | 6182669 | 1.65% |  | 0% | Unranked | 0 | 0 | NA | 0 | 61681 | 77390
| PARK RAPIDS | Park Rapids | 2792860 | 313133900 | 0.8919% |  | 0.2315% | AA- | 2 | 4 | Stable | 725000 | 3776443 | 2792860
| PARKERS PRAIRIE | Parkers Prairie | 614854 | 54033800 | 1.138% |  | 0% | BBB+ | 4 | 8 | Stable | 0 | 642536 | 614854
| PAYNESVILLE | Paynesville | 853682 | 159487300 | 0.5353% |  | 0% | AA- | 2 | 4 | Stable | 0 | 1907007 | 853682
Pease WWTP | PEASE | Pease | 40754 | 11748036 | 0.3469% |  | 0% | Unranked | 0 | 0 | NA | 0 | 125700 | 40754
Pelican Rapids WWTP | PELICAN RAPIDS | Pelican Rapids | 956673 | 101054200 | 0.9467% |  | 1.179% | A+ | 3 | 5 | Stable | 1191250 | 1231922 | 956673
Pemberton WWTP | PEMBERTON | Pemberton | 219720 | 10629900 | 2.067% |  | 0% | Unranked | 0 | 0 | NA | 0 | 119962 | 219720
Pennock WWTP | PENNOCK | Pennock | 155439 | 18131674 | 0.8573% |  | 0.4688% | Unranked | 0 | 0 | NA | 85000 | 200161 | 155439
| PEQUOT LAKES | Pequot Lakes | 1846622 | 301175170 | 0.6131% |  | 0.6883% | Unranked | 0 | 0 | NA | 2073000 | 3335898 | 1846622
| PERHAM | Perham | 1570179 | 294834900 | 0.5326% |  | 0.8818% | AA- | 2 | 4 | Stable | 2600000 | 3219108 | 1570179
Perley WWTP | PERLEY | Perley | 22998 | 2846141 | 0.808% |  | 0% | Unranked | 0 | 0 | NA | 0 | 31256 | 22998
Peterson WWTP | PETERSON | Peterson | 94340 | 10013800 | 0.9421% |  | 2.497% | Unranked | 0 | 0 | NA | 250000 | 105034 | 94340
Rich Prairie Sewer Treatment Facility | PIERZ | Pierz | 336254 | 81706500 | 0.4115% |  | 0% | Unranked | 0 | 0 | NA | 0 | 906176 | 336254
Pillager WWTP | PILLAGER | Pillager | 312615 | 31906165 | 0.9798% |  | 0% | Unranked | 0 | 0 | NA | 0 | 361482 | 312615
Pine City WWTP | PINE CITY | Pine City | 1597047 | 212929100 | 0.75% |  | 1.301% | A+ | 3 | 5 | Stable | 2770000 | 2586832 | 1597047
Pine Island WWTP | PINE ISLAND | Pine Island | 2858251 | 311342058 | 0.918% |  | 0% | AA- | 2 | 4 | Stable | 0 | 3366043 | 2858251
Pine River Area Sanitary District | PINE RIVER | Pine River | 511325 | 41901243 | 1.22% |  | 3.912% | Unranked | 0 | 0 | NA | 1639000 | 527799 | 511325
| PINE SPRINGS | Pine Springs | 55432 | 60538100 | 0.09911% |  | 0% | Unranked | 0 | 0 | NA | 0 | 613598 | 55432
Pipestone WWTP | PIPESTONE | Pipestone | 2319895 | 195558171 | 1.186% |  | 0.9895% | AA- | 2 | 4 | Stable | 1935000 | 2432807 | 2319895
Plainview-Elgin Sanitary District WWTP | PLAINVIEW | Plainview | 2336596 | 233504500 | 1.001% |  | 0.3452% | Unranked | 0 | 0 | NA | 806000 | 2635863 | 2336596
Plainview-Elgin Sanitary District WWTP | PLAINVIEW-ELGIN | Plainview-Elgin
| PLATO | Plato | 233563 | 25258900 | 0.9247% |  | 0% | Unranked | 0 | 0 | NA | 0 | 301468 | 233563
Plummer WWTP | PLUMMER | Plummer | 167096 | 33572419 | 0.4977% |  | 0% | Unranked | 0 | 0 | NA | 0 | 570868 | 167096
| PLYMOUTH | Plymouth | 38181897 | 13676615238 | 0.2984% |  | 0.4621% | AAA | 1 | 1 | Stable | 63200000 | 146184641 | 38181897
Porter WWTP | PORTER | Porter | 67087 | 13000976 | 0.516% |  | 0% | Unranked | 0 | 0 | NA | 0 | 134217 | 67087
Preston WWTP | PRESTON | Preston | 1034428 | 80743500 | 1.281% |  | 6.38% | AA- | 2 | 4 | Stable | 5151536 | 904820 | 1034428
Princeton WWTP | PRINCETON | Princeton | 2578839 | 347222894 | 0.7427% |  | 0.5478% | AA | 2 | 3 | Stable | 1902000 | 4186671 | 2578839
Prinsburg WWTP | PRINSBURG | Prinsburg | 399354 | 32978031 | 1.211% |  | 0% | A- | 3 | 7 | Stable | 0 | 390283 | 399354
| PRIOR LAKE | Prior Lake | 12609294 | 4055591900 | 0.3443% |  | 0.2275% | AA+ | 2 | 2 | Stable | 9225000 | 41663114 | 12609294
| PROCTOR | Proctor | 1691130 | 236145362 | 0.7161% |  | 0% | Unranked | 0 | 0 | NA | 0 | 2827936 | 1691130
| QUAMBA | Quamba | 35502 | 4253500 | 0.8347% |  | 0% | Unranked | 0 | 0 | NA | 0 | 40853 | 35502
Racine WWTP | RACINE | Racine | 164847 | 34987800 | 0.4712% |  | 0.0343% | Unranked | 0 | 0 | NA | 12000 | 379097 | 164847
| RAMSEY | Ramsey | 11080632 | 2911267883 | 0.4469% |  | 0% | AA+ | 2 | 2 | Stable | 0 | 28234532 | 11080632
Randall WWTP | RANDALL | Randall | 164483 | 27293000 | 0.6027% |  | 0% | Unranked | 0 | 0 | NA | 0 | 298375 | 164483
| RANDOLPH | Randolph | 107893 | 43879984 | 0.3094% |  | 0% | Unranked | 0 | 0 | NA | 0 | 441990 | 107893
| RANIER | Ranier | 253007 | 48432938 | 0.5224% |  | 0% | Unranked | 0 | 0 | NA | 0 | 602786 | 253007
Raymond WWTP | RAYMOND | Raymond | 258706 | 29454746 | 0.8783% |  | 0% | Unranked | 0 | 0 | NA | 0 | 320354 | 258706
Red Lake Falls WWTP | RED LAKE FALLS | Red Lake Falls | 803965 | 47629798 | 1.688% |  | 3.695% | Unranked | 0 | 0 | NA | 1760000 | 534478 | 803965
Red Wing WWTP | RED WING | Red Wing | 22863650 | 2303186200 | 0.9927% |  | 1.126% | Unranked | 0 | 0 | NA | 25925000 | 34491471 | 22863650
Redwood Falls WWTP | REDWOOD FALLS | Redwood Falls | 2927245 | 279399845 | 1.048% |  | 1.462% | AA | 2 | 3 | Stable | 4084000 | 3409351 | 2927245
| REGAL | Regal | 7001 | 2947353 | 0.2375% |  | 0% | Unranked | 0 | 0 | NA | 0 | 32281 | 7001
Remer WWTP | REMER | Remer | 200848 | 18548760 | 1.083% |  | 0.07023% | Unranked | 0 | 0 | NA | 13026 | 210561 | 200848
Renville WWTP | RENVILLE | Renville | 819357 | 43898924 | 1.866% |  | 0.1131% | A | 3 | 6 | Stable | 49645 | 511399 | 819357
Revere WWTP | REVERE | Revere | 63003 | 3462662 | 1.819% |  | 0% | Unranked | 0 | 0 | NA | 0 | 42289 | 63003
Rice WWTP | RICE | Rice | 568992 | 145502900 | 0.3911% |  | 0% | Unranked | 0 | 0 | NA | 0 | 1684761 | 568992
| RICE LAKE | Rice Lake | 1581072 | 353313262 | 0.4475% |  | 0.2717% | Unranked | 0 | 0 | NA | 960026 | 3734135 | 1581072
| RICHFIELD | Richfield | 20368132 | 3861992678 | 0.6211% |  | 1.105% | AA+ | 2 | 2 | Stable | 42660000 | 37663057 | 20368132
Richmond WWTP | RICHMOND | Richmond | 688502 | 108675100 | 0.6335% |  | 3.063% | AA- | 2 | 4 | Stable | 3329000 | 1197863 | 688502
| RICHVILLE | Richville | 11000 | 4344800 | 0.2532% |  | 0% | Unranked | 0 | 0 | NA | 0 | 45470 | 11000
| RIVERTON | Riverton | 37150 | 7940813 | 0.5038% |  | 0% | Unranked | 0 | 0 | NA | 0 | 96528 | 37150
| ROBBINSDALE | Robbinsdale | 6330407 | 1278968683 | 0.6099% |  | 0.04261% | AA+ | 2 | 2 | Stable | 545000 | 12512695 | 6330407
Rochester WWTP/Water Reclamation Plant | ROCHESTER | Rochester | 79524841 | 13565503895 | 0.601% |  | 0.1213% | AAA | 1 | 1 | Stable | 16460000 | 165161423 | 79524841
| ROCK CREEK | Rock Creek | 209994 | 153178000 | 0.1371% |  | 0% | Unranked | 0 | 0 | NA | 0 | 1487952 | 209994
Rockford WWTP | ROCKFORD | Rockford | 1686032 | 347494965 | 0.4993% |  | 0.09928% | AA | 2 | 3 | Stable | 345000 | 3802091 | 1686032
| ROCKVILLE | Rockville | 1635451 | 332054700 | 0.4925% |  | 1.129% | AA+ | 2 | 2 | Stable | 3750000 | 3464879 | 1635451
Rogers WWTP | ROGERS | Rogers | 8117894 | 2260139162 | 0.3856% |  | 0% | AA+ | 2 | 2 | Stable | 0 | 24308031 | 8117894
Rollingstone WWTP | ROLLINGSTONE | Rollingstone | 194999 | 41793400 | 0.4666% |  | 0% | A | 3 | 6 | Stable | 0 | 435089 | 194999
| ROOSEVELT | Roosevelt | 15122 | 5595520 | 0.2703% |  | 0% | Unranked | 0 | 0 | NA | 0 | 65954 | 15122
| ROSCOE | Roscoe | 27999 | 6463400 | 0.4332% |  | 0% | Unranked | 0 | 0 | NA | 0 | 68254 | 27999
Rose Creek WWTP | ROSE CREEK | Rose Creek | 162007 | 16962400 | 0.9551% |  | 1.969% | Unranked | 0 | 0 | NA | 334000 | 181719 | 162007
Roseau WWTP | ROSEAU | Roseau | 1049244 | 160411000 | 0.6541% |  | 0% | Unranked | 0 | 0 | NA | 0 | 1944476 | 1049244
| ROSEMOUNT | Rosemount | 11969535 | 3229903218 | 0.4158% |  | 0.01997% | AA+ | 2 | 2 | Stable | 645000 | 32388655 | 11969535
| ROSEVILLE | Roseville | 22115760 | 5361576900 | 0.4505% |  | 0.2555% | AAA | 1 | 1 | Stable | 13700000 | 59657869 | 22115760
Rothsay WWTP | ROTHSAY | Rothsay | 370961 | 23693309 | 1.566% |  | 7.576% | Unranked | 0 | 0 | NA | 1795000 | 277932 | 370961
Round Lake WWTP | ROUND LAKE | Round Lake | 128732 | 13528608 | 0.9516% |  | 0% | Unranked | 0 | 0 | NA | 0 | 146489 | 128732
Royalton WWTP | ROYALTON | Royalton | 362451 | 71279800 | 0.5085% |  | 0% | A | 3 | 6 | Stable | 0 | 790643 | 362451
Rush City WWTP | RUSH CITY | Rush City | 662266 | 146693000 | 0.4515% |  | 0.8828% | A+ | 3 | 5 | Stable | 1295000 | 1719132 | 662266
Rushford WWTP | RUSHFORD | Rushford | 1016988 | 105069200 | 0.9679% |  | 0% | A | 3 | 6 | Stable | 0 | 1162023 | 1016988
| RUSHFORD VILLAGE | Rushford Village | 475001 | 135212200 | 0.3513% |  | 0.5177% | Unranked | 0 | 0 | NA | 700000 | 1264065 | 475001
Rushmore WWTP | RUSHMORE | Rushmore | 139096 | 11041724 | 1.26% |  | 0% | Unranked | 0 | 0 | NA | 0 | 119675 | 139096
Russell WWTP | RUSSELL | Russell | 131119 | 12981214 | 1.01% |  | 0% | Unranked | 0 | 0 | NA | 0 | 137518 | 131119
Ruthton WWTP | RUTHTON | Ruthton | 136415 | 8966307 | 1.521% |  | 0% | Unranked | 0 | 0 | NA | 0 | 123616 | 136415
| RUTLEDGE | Rutledge | 42159 | 14175800 | 0.2974% |  | 0.9897% | Unranked | 0 | 0 | NA | 140291 | 143572 | 42159
Sabin WWTP | SABIN | Sabin | 192299 | 41786200 | 0.4602% |  | 0% | Unranked | 0 | 0 | NA | 0 | 438309 | 192299
Sacred Heart WWTP | SACRED HEART | Sacred Heart | 425407 | 12440969 | 3.419% |  | 2.741% | Unranked | 0 | 0 | NA | 341000 | 141564 | 425407
| SAINT ANTHONY | Saint Anthony | 6772606 | 1149497524 | 0.6671% |  | 0.4193% | AA | 2 | 3 | Stable | 4820000 | 10578702 | 6772606
| SAINT ANTHONY | Saint Anthony | 2665 | 4516500 | 0.05901% |  | 0% | Unranked | 0 | 0 | NA | 0 | 41180 | 2665
| SAINT AUGUSTA | Saint Augusta | 1142906 | 440586700 | 0.2594% |  | 0.06696% | AA | 2 | 3 | Stable | 295000 | 4716373 | 1142906
| SAINT BONIFACIUS | Saint Bonifacius | 624387 | 238306772 | 0.3052% |  | 0.4889% | A+ | 3 | 5 | Stable | 1165000 | 2446092 | 624387
Whitewater River Regional WWTP | SAINT CHARLES | Saint Charles | 1305937 | 285918200 | 0.4568% |  | 3.565% | A+ | 3 | 5 | Stable | 10192000 | 3039963 | 1305937
Saint Cloud Nutrient Energy and Water Recovery Facility | SAINT CLOUD | Saint Cloud | 27012242 | 4257915002 | 0.6883% |  | 0% | AA+ | 2 | 2 | Stable | 0 | 423317 | 27012242
| SAINT HILAIRE | Saint Hilaire | 50505 | 12801700 | 0.3945% |  | 115.4% | Unranked | 0 | 0 | NA | 14775000 | 54100669 | 50505
Saint James WWTP | SAINT JAMES | Saint James | 1292297 | 136466000 | 0.947% |  | 0% | A | 3 | 6 | Stable | 0 | 6518472 | 1292297
| SAINT JOSEPH | Saint Joseph | 2957865 | 466749600 | 0.6337% |  | 0% | AA- | 2 | 4 | Stable | 0 | 159012 | 2957865
Saint Leo WWTP | SAINT LEO | Saint Leo | 13127 | 2202304 | 0.5961% |  | 61.55% | Unranked | 0 | 0 | NA | 1355458 | 1497219 | 13127
| SAINT LOUIS PARK | Saint Louis Park | 33783495 | 8060720233 | 0.4516% |  | 0.05239% | AAA | 1 | 1 | Stable | 4223000 | 5538243 | 33783495
Saint Martin WWTP | SAINT MARTIN | Saint Martin | 229990 | 24986600 | 0.9205% |  | 0% | Unranked | 0 | 0 | NA | 0 | 21176 | 229990
| SAINT MARYS POINT | Saint Marys Point | 212455 | 80929600 | 0.2625% |  | 80.97% | Unranked | 0 | 0 | NA | 65525000 | 78832224 | 212455
Saint Michael WWTP | SAINT MICHAEL | Saint Michael | 7550057 | 2011848099 | 0.3753% |  | 0% | AA | 2 | 3 | Stable | 0 | 306612 | 7550057
| SAINT PAUL | Saint Paul | 130839939 | 28797202150 | 0.5739% |  | 0% | AAA | 1 | 1 | Stable | 0 | 881110 | 130839939
| SAINT PAUL PARK | Saint Paul Park | 1811857 | 443745600 | 0.5258% |  | 1.005% | AA | 2 | 3 | Stable | 4460000 | 21079600 | 1811857
Saint Peter WWTP | SAINT PETER | Saint Peter | 3330408 | 618239600 | 0.5387% |  | 44.1% | AA- | 2 | 4 | Stable | 272648488 | 290082815 | 3330408
| SAINT ROSA | Saint Rosa | 21024 | 6480000 | 0.3244% |  | 0% | Unranked | 0 | 0 | NA | 0 | 4632428 | 21024
| SAINT STEPHEN | Saint Stephen | 260554 | 69736400 | 0.3736% |  | 2.889% | Unranked | 0 | 0 | NA | 2015000 | 6441561 | 260554
| SAINT VINCENT | Saint Vincent | 17905 | 2105300 | 0.8505% |  | 0% | Unranked | 0 | 0 | NA | 0 | 74937 | 17905
Sanborn WWTP | SANBORN | Sanborn | 136508 | 16747120 | 0.8151% |  | 5.81% | Unranked | 0 | 0 | NA | 973000 | 702199 | 136508
Sandstone WWTP | SANDSTONE | Sandstone | 515839 | 57410700 | 0.8985% |  | 0% | A+ | 3 | 5 | Stable | 0 | 22037 | 515839
Sargeant WWTP | SARGEANT | Sargeant | 25005 | 7397700 | 0.338% |  | 0% | Unranked | 0 | 0 | NA | 0 | 202593 | 25005
| SARTELL | Sartell | 7393044 | 1525749900 | 0.4846% |  | 0.1055% | AA | 2 | 3 | Stable | 1610000 | 682484 | 7393044
Sauk Centre WWTP | SAUK CENTRE | Sauk Centre | 1973852 | 338104100 | 0.5838% |  | 0% | AA- | 2 | 4 | Stable | 0 | 88493 | 1973852
| SAUK RAPIDS | Sauk Rapids | 4174673 | 885073700 | 0.4717% |  | 5.602% | AA | 2 | 3 | Stable | 49585000 | 17811534 | 4174673
| SAVAGE | Savage | 17439213 | 3972246200 | 0.4983% |  | 0% | AAA | 1 | 1 | Stable | 0 | 4107354 | 17439213
| SCANDIA | Scandia | 2386963 | 763808700 | 0.3287% |  | 0.08575% | AA | 2 | 3 | Stable | 655000 | 10204165 | 2386963
| SCANLON | Scanlon | 320069 | 71118957 | 0.45% |  | 7.916% | Unranked | 0 | 0 | NA | 5630000 | 41272163 | 320069
| SEAFORTH | Seaforth | 39999 | 4588413 | 0.8717% |  | 70.72% | Unranked | 0 | 0 | NA | 3245000 | 7745924 | 39999
Sebeka WWTP | SEBEKA | Sebeka | 374373 | 22478410 | 1.665% |  | 0.5783% | Unranked | 0 | 0 | NA | 130000 | 819386 | 374373
| SEDAN | Sedan | 16656 | 2514359 | 0.6624% |  | 0% | Unranked | 0 | 0 | NA | 0 | 35849 | 16656
Shafer WWTP | SHAFER | Shafer | 474413 | 69049200 | 0.6871% |  | 0% | A+ | 3 | 5 | Stable | 0 | 240143 | 474413
| SHAKOPEE | Shakopee | 18823905 | 5540321100 | 0.3794% |  | 0% | AA+ | 2 | 2 | Stable | 0 | 28672 | 18823905
Shelly WWTP | SHELLY | Shelly | 26494 | 3806334 | 0.6961% |  | 2.102% | Unranked | 0 | 0 | NA | 80000 | 756594 | 26494
Sherburn WWTP | SHERBURN | Sherburn | 586317 | 33257000 | 1.763% |  | 75.2% | A+ | 3 | 5 | Stable | 25010000 | 58632388 | 586317
| SHEVLIN | Shevlin | 38996 | 5381100 | 0.7247% |  | 0% | Unranked | 0 | 0 | NA | 0 | 41947 | 38996
| SHOREVIEW | Shoreview | 12298495 | 3744727900 | 0.3596% |  | 0.01469% | AAA | 1 | 1 | Stable | 550000 | 372408 | 12298495
| SHOREWOOD | Shorewood | 5799437 | 1941343795 | 0.3077% |  | 0% | AA+ | 2 | 2 | Stable | 0 | 63865 | 5799437
Silver Bay WWTP | SILVER BAY | Silver Bay | 1345738 | 108311078 | 1.456% |  | 17.33% | Unranked | 0 | 0 | NA | 18775000 | 38039383 | 1345738
Silver Lake WWTP | SILVER LAKE | Silver Lake | 549318 | 50543500 | 1.087% |  | 12.49% | Unranked | 0 | 0 | NA | 6315000 | 20966904 | 549318
| SKYLINE | Skyline | 50148 | 29396400 | 0.1706% |  | 0% | Unranked | 0 | 0 | NA | 0 | 1234890 | 50148
Slayton WWTP | SLAYTON | Slayton | 1072447 | 96917384 | 1.107% |  | 0% | A+ | 3 | 5 | Stable | 0 | 546615 | 1072447
Sleepy Eye WWTP | SLEEPY EYE | Sleepy Eye | 1552101 | 158403000 | 0.9798% |  | 0% | AA- | 2 | 4 | Stable | 0 | 300513 | 1552101
Sobieski WWTP | SOBIESKI | Sobieski | 55948 | 14784700 | 0.3784% |  | 7.643% | Unranked | 0 | 0 | NA | 1130000 | 1148102 | 55948
| SOLWAY | Solway | 14113 | 4054300 | 0.3481% |  | 0% | Unranked | 0 | 0 | NA | 0 | 1744548 | 14113
| SOUTH HAVEN | South Haven | 140301 | 13078300 | 1.073% |  | 0% | Unranked | 0 | 0 | NA | 0 | 124632 | 140301
| SOUTH SAINT PAUL | South Saint Paul | 10809137 | 1770606741 | 0.7659% |  | 0% | Unranked | 0 | 0 | NA | 0 | 46831 | 10809137
| SPICER | Spicer | 1296116 | 160000971 | 0.8101% |  | 0% | AA- | 2 | 4 | Stable | 0 | 152992 | 1296116
Spring Grove WWTP | SPRING GROVE | Spring Grove | 629994 | 61863000 | 1.018% |  | 35.5% | Unranked | 0 | 0 | NA | 21960000 | 17050439 | 629994
| SPRING HILL | Spring Hill | 16547 | 5556300 | 0.2978% |  | 11.61% | Unranked | 0 | 0 | NA | 645000 | 1751009 | 16547
| SPRING LAKE PARK | Spring Lake Park | 2984992 | 647918046 | 0.5606% |  | 0.08813% | AA | 2 | 3 | Stable | 571000 | 681861 | 2984992
| SPRING PARK | Spring Park | 1088528 | 337628560 | 0.3389% |  | 0% | AA+ | 2 | 2 | Stable | 0 | 49137 | 1088528
Spring Valley WWTP | SPRING VALLEY | Spring Valley | 1599000 | 128954700 | 1.24% |  | 1.159% | A+ | 3 | 5 | Stable | 1494951 | 6659854 | 1599000
Springfiled WWTP | SPRINGFIELD | Springfield | 1249601 | 73868500 | 1.692% |  | 1.895% | A+ | 3 | 5 | Stable | 1400000 | 3621309 | 1249601
| SQUAW LAKE | Squaw Lake | 19037 | 4411549 | 0.5327% |  | 0% | Unranked | 0 | 0 | NA | 0 | 1463940 | 19037
Saint Clair WWTP | SAINT CLAIR | Saint Clair | 346419 | 40810600 | 0.8488% |  | 0.8979% | Unranked | 0 | 0 | NA | 366425 | 823519 | 346419
Saint Francis WWTP | SAINT FRANCIS | Saint Francis | 3297792 | 644205741 | 0.6573% |  | 0% | AA | 2 | 3 | Stable | 0 | 46280 | 3297792
| STACY | Stacy | 425715 | 116179600 | 0.3664% |  | 0% | AA- | 2 | 4 | Stable | 0 | 1377973 | 425715
Staples WWTP | STAPLES | Staples | 1059095 | 127476330 | 0.8308% |  | 0.8511% | A | 3 | 6 | Stable | 1085000 | 1448920 | 1059095
Starbuck WWTP | STARBUCK | Starbuck | 829412 | 84235102 | 0.9846% |  | 0.3443% | A+ | 3 | 5 | Stable | 290000 | 949136 | 829412
Steen WWTP | STEEN | Steen | 26256 | 6313035 | 0.4159% |  | 0% | Unranked | 0 | 0 | NA | 0 | 59296 | 26256
Stephen WWTP | STEPHEN | Stephen | 164415 | 24079346 | 0.6828% |  | 7.268% | BBB+ | 4 | 8 | Stable | 1750000 | 275125 | 164415
Stewart WWTP | STEWART | Stewart | 423041 | 25850300 | 1.637% |  | 3.452% | Unranked | 0 | 0 | NA | 892275 | 314434 | 423041
Stewartville WWTP | STEWARTVILLE | Stewartville | 3344742 | 438421502 | 0.8255% |  | 0.4874% | Unranked | 0 | 0 | NA | 2137000 | 4975077 | 3344742
| STILLWATER | Stillwater | 13534250 | 2693356600 | 0.5567% |  | 0.8298% | Unranked | 0 | 0 | NA | 22350000 | 25895584 | 13534250
Stockton WWTP | STOCKTON | Stockton | 99995 | 41972300 | 0.2382% |  | 0% | Unranked | 0 | 0 | NA | 0 | 438169 | 99995
Storden WWTP | STORDEN | Storden | 110503 | 7311556 | 1.511% |  | 0% | Unranked | 0 | 0 | NA | 0 | 99410 | 110503
| STRANDQUIST | Strandquist | 5997 | 1541949 | 0.3889% |  | 5.739% | Unranked | 0 | 0 | NA | 88500 | 20580 | 5997
| STRATHCONA | Strathcona | 2503 | 1138700 | 0.2198% |  | 0% | Unranked | 0 | 0 | NA | 0 | 12561 | 2503
| STURGEON LAKE | Sturgeon Lake | 198010 | 26126100 | 0.7579% |  | 0% | Unranked | 0 | 0 | NA | 0 | 283069 | 198010
Sunburg WWTP | SUNBURG | Sunburg | 43929 | 3245018 | 1.354% |  | 0% | Unranked | 0 | 0 | NA | 0 | 36117 | 43929
| SUNFISH LAKE | Sunfish Lake | 670168 | 206280444 | 0.3249% |  | 0% | Unranked | 0 | 0 | NA | 0 | 2357755 | 670168
Swanville WWTP | SWANVILLE | Swanville | 125730 | 16065815 | 0.7826% |  | 0% | Unranked | 0 | 0 | NA | 0 | 191520 | 125730
| TACONITE | Taconite | 300574 | 69014940 | 0.4503% |  | 0% | Unranked | 0 | 0 | NA | 0 | 782011 | 300574
Tamarack WWTP | TAMARACK | Tamarack | 34609 | 4378774 | 0.7904% |  | 0% | Unranked | 0 | 0 | NA | 0 | 53201 | 34609
| TAOPI | Taopi | 5999 | 3150400 | 0.1904% |  | 0% | Unranked | 0 | 0 | NA | 0 | 27081 | 5999
Taunton WWTP | TAUNTON | Taunton | 55613 | 7210895 | 0.7712% |  | 0% | Unranked | 0 | 0 | NA | 0 | 79228 | 55613
Taylors Falls WWTP | TAYLORS FALLS | Taylors Falls | 678391 | 99611800 | 0.681% |  | 0% | A+ | 3 | 5 | Stable | 0 | 1154056 | 678391
| TENSTRIKE | Tenstrike | 33501 | 18231800 | 0.1838% |  | 0% | Unranked | 0 | 0 | NA | 0 | 184604 | 33501
Thief River Falls WWTP | THIEF RIVER FALLS | Thief River Falls | 2795846 | 486055200 | 0.5752% |  | 0% | AA- | 2 | 4 | Stable | 0 | 5289777 | 2795846
| TINTAH | Tintah | 16629 | 3538455 | 0.47% |  | 0% | Unranked | 0 | 0 | NA | 0 | 36032 | 16629
| TONKA BAY | Tonka Bay | 1184151 | 643085229 | 0.186% |  | 0% | Unranked | 0 | 0 | NA | 0 | 286005 | 1184151
| TOWER | Tower | 348753 | 27555180 | 1.433% |  | 0% | Unranked | 0 | 0 | NA | 0 | 696685 | 348753
Tracy WWTP | TRACY | Tracy | 1247599 | 58105360 | 2.147% |  | 26.93% | A | 3 | 6 | Stable | 15645000 | 78686 | 1247599
| TRAIL | Trail | 8000 | 4489400 | 0.1782% |  | 0% | Unranked | 0 | 0 | NA | 0 | 289280 | 8000
Trimont WWTP | TRIMONT | Trimont | 351768 | 23526900 | 1.495% |  | 1.16% | Unranked | 0 | 0 | NA | 273000 | 73531 | 351768
| TROMMALD | Trommald | 29912 | 7124545 | 0.4632% |  | 0% | Unranked | 0 | 0 | NA | 0 | 59633 | 29912
Trosky WWTP | TROSKY | Trosky | 24001 | 7739166 | 0.3101% |  | 0% | Unranked | 0 | 0 | NA | 0 | 416926 | 24001
Truman WWTP | TRUMAN | Truman | 490686 | 36086500 | 1.36% |  | 0.9145% | AA- | 2 | 4 | Stable | 330000 | 85951 | 490686
| TURTLE RIVER | Turtle River | 17999 | 7492400 | 0.2402% |  | 0% | Unranked | 0 | 0 | NA | 0 | 60026 | 17999
Twin Lakes WWTP | TWIN LAKES | Twin Lakes | 10192 | 4826500 | 0.2112% |  | 0% | Unranked | 0 | 0 | NA | 0 | 230654 | 10192
Twin Valley WWTP | TWIN VALLEY | Twin Valley | 198083 | 20670432 | 0.9583% |  | 0% | A | 3 | 6 | Stable | 0 | 2820353 | 198083
Two Harbors WWTP | TWO HARBORS | Two Harbors | 2045748 | 260107575 | 0.8655% |  | 2.482% | AA- | 2 | 4 | Stable | 6455000 | 431302 | 2045748
Tyler WWTP | TYLER | Tyler | 350452 | 38695986 | 0.9057% |  | 0% | A- | 3 | 7 | Stable | 0 | 573712 | 350452
Ulen WWTP | ULEN | Ulen | 256132 | 39092400 | 0.6552% |  | 0% | Unranked | 0 | 0 | NA | 0 | 232808 | 256132
| UNDERWOOD | Underwood | 134044 | 21514700 | 0.623% |  | 0% | Unranked | 0 | 0 | NA | 0 | 288068 | 134044
Upsala WWTP | UPSALA | Upsala | 208803 | 28750600 | 0.7263% |  | 0% | Unranked | 0 | 0 | NA | 0 | 32007 | 208803
Urbank WWTP | URBANK | Urbank | 15997 | 3265100 | 0.4899% |  | 0% | Unranked | 0 | 0 | NA | 0 | 213308 | 15997
| UTICA | Utica | 68102 | 19858400 | 0.3429% |  | 0% | Unranked | 0 | 0 | NA | 0 | 19639090 | 68102
| VADNAIS HEIGHTS | Vadnais Heights | 4575589 | 1832250900 | 0.2762% |  | 0.2753% | BB | 5 | 12 | Stable | 5045000 | 386072 | 4575589
Vergas WWTP | VERGAS | Vergas | 294798 | 35826400 | 0.8229% |  | 3.115% | Unranked | 0 | 0 | NA | 1116000 | 422584 | 294798
Vermillion WWTP | VERMILLION | Vermillion | 160975 | 42284488 | 0.4653% |  | 0% | Unranked | 0 | 0 | NA | 0 | 245886 | 160975
| VERNDALE | Verndale | 196777 | 20536985 | 0.9582% |  | 0% | Unranked | 0 | 0 | NA | 0 | 211452 | 196777
Vernon Center WWTP | VERNON CENTER | Vernon Center | 292574 | 17402200 | 1.681% |  | 0% | Unranked | 0 | 0 | NA | 0 | 157448 | 292574
Vesta WWTP | VESTA | Vesta | 177002 | 11312014 | 1.565% |  | 0% | Unranked | 0 | 0 | NA | 0 | 18572714 | 177002
| VICTORIA | Victoria | 5952698 | 1796973200 | 0.351% |  | 0.589% | AAA | 1 | 1 | Stable | 10585000 | 30707 | 5952698
Viking WWTP | VIKING | Viking | 22301 | 2784006 | 0.801% |  | 0% | Unranked | 0 | 0 | NA | 0 | 154422 | 22301
| VILLARD | Villard | 124007 | 13553123 | 0.915% |  | 0% | Unranked | 0 | 0 | NA | 0 | 44437 | 124007
| VINING | Vining | 15003 | 4338400 | 0.3458% |  | 0% | Unranked | 0 | 0 | NA | 0 | 3635267 | 15003
Virginia WWTP | VIRGINIA | Virginia | 4943944 | 323034754 | 1.912% |  | 2.989% | BBB+ | 4 | 8 | Stable | 9656000 | 2710223 | 4943944
Wabasha WWTP | WABASHA | Wabasha | 1998756 | 235691000 | 0.848% |  | 0% | AA- | 2 | 4 | Stable | 0 | 351339 | 1998756
Wabasso WWTP | WABASSO | Wabasso | 468692 | 32366097 | 1.464% |  | 1.171% | AA- | 2 | 4 | Stable | 379000 | 16523377 | 468692
| WACONIA | Waconia | 7623945 | 1591776300 | 0.5408% |  | 0.6637% | AA+ | 2 | 2 | Stable | 10565000 | 2384841 | 7623945
Wadena WWTP | WADENA | Wadena | 1207236 | 198504144 | 0.6082% |  | 1.128% | AA- | 2 | 4 | Stable | 2240000 | 413368 | 1207236
Wahkon WWTP | WAHKON | Wahkon | 247023 | 40068374 | 0.6165% |  | 0% | Unranked | 0 | 0 | NA | 0 | 11631740 | 247023
| WAITE PARK | Waite Park | 8458800 | 776348500 | 1.09% |  | 1.81% | AA | 2 | 3 | Stable | 14055000 | 104668 | 8458800
Waldorf WWTP | WALDORF | Waldorf | 128497 | 9393900 | 1.368% |  | 9.123% | Unranked | 0 | 0 | NA | 857000 | 1516575 | 128497
| WALKER | Walker | 1037734 | 139796988 | 0.7423% |  | 0% | Unranked | 0 | 0 | NA | 0 | 299073 | 1037734
Walnut Grove WWTP | WALNUT GROVE | Walnut Grove | 292699 | 21827679 | 1.341% |  | 0% | A | 3 | 6 | Stable | 0 | 11578 | 292699
Walters WWTP | WALTERS | Walters | 35629 | 1111700 | 3.205% |  | 0% | Unranked | 0 | 0 | NA | 0 | 79601 | 35629
Waltham WWTP | WALTHAM | Waltham | 55090 | 7570500 | 0.7277% |  | 0% | Unranked | 0 | 0 | NA | 0 | 1016068 | 55090
Wanamingo WWTP | WANAMINGO | Wanamingo | 844984 | 92785100 | 0.9107% |  | 0% | A- | 3 | 7 | Stable | 0 | 34226 | 844984
Wanda WWTP | WANDA | Wanda | 42358 | 3132043 | 1.352% |  | 0% | Unranked | 0 | 0 | NA | 0 | 121210 | 42358
Warba WWTP | WARBA | Warba | 65128 | 10597240 | 0.7078% |  | 0% | Unranked | 0 | 0 | NA | 0 | 754294 | 65128
Warren WWTP | WARREN | Warren | 670563 | 66543686 | 1.008% |  | 0.9392% | A- | 3 | 7 | Stable | 625000 | 1534483 | 670563
Warroad WWTP | WARROAD | Warroad | 906034 | 115265100 | 0.786% |  | 0% | Unranked | 0 | 0 | NA | 0 | 5411963 | 906034
Waseca WWTP | WASECA | Waseca | 4924892 | 458502500 | 1.097% |  | 0.795% | Unranked | 0 | 0 | NA | 3645000 | 3640867 | 4924892
Watertown WWTP | WATERTOWN | Watertown | 2040179 | 358993600 | 0.7282% |  | 0% | Unranked | 0 | 0 | NA | 0 | 1483822 | 2040179
Waterville WWTP | WATERVILLE | Waterville | 927758 | 137400200 | 0.6752% |  | 0% | Unranked | 0 | 0 | NA | 0 | 551966 | 927758
| WATKINS | Watkins | 515644 | 45609038 | 1.131% |  | 8.639% | A | 3 | 6 | Stable | 3940000 | 32287 | 515644
| WATSON | Watson | 91262 | 3033735 | 3.008% |  | 9.592% | Unranked | 0 | 0 | NA | 291000 | 109571 | 91262
Waubun WWTP | WAUBUN | Waubun | 131256 | 9723322 | 1.35% |  | 2.802% | Unranked | 0 | 0 | NA | 272400 | 1753512 | 131256
| WAVERLY | Waverly | 1069584 | 168259900 | 0.6357% |  | 0% | AA- | 2 | 4 | Stable | 0 | 24026942 | 1069584
| WAYZATA | Wayzata | 4960118 | 2364463881 | 0.2204% |  | 0.01924% | AAA | 1 | 1 | Stable | 455000 | 975317 | 4960118
Welcome WWTP | WELCOME | Welcome | 1139171 | 59551500 | 1.913% |  | 0% | A+ | 3 | 5 | Stable | 0 | 977624 | 1139171
| WELLS | Wells | 1294555 | 82374400 | 1.572% |  | 0.607% | A+ | 3 | 5 | Stable | 500000 | 83860 | 1294555
Wendell WWTP | WENDELL | Wendell | 87491 | 7484024 | 1.169% |  | 0% | Unranked | 0 | 0 | NA | 0 | 408663 | 87491
West Concord WWTP | WEST CONCORD | West Concord | 562590 | 39338300 | 1.43% |  | 0.3279% | AA- | 2 | 4 | Stable | 129000 | 21130001 | 562590
| WEST SAINT PAUL | West Saint Paul | 14671112 | 1999479631 | 0.888% |  | 1.499% | AA | 2 | 3 | Stable | 29965000 | 43758 | 14671112
| WEST UNION | West Union | 13017 | 3975045 | 0.3275% |  | 0% | Unranked | 0 | 0 | NA | 0 | 274333 | 13017
Westbrook WWTP | WESTBROOK | Westbrook | 434134 | 23463479 | 1.85% |  | 0% | A- | 3 | 7 | Stable | 0 | 28120 | 434134
| WESTPORT | Westport | 2601 | 2487382 | 0.1046% |  | 0% | Unranked | 0 | 0 | NA | 0 | 86548 | 2601
| WHALAN | Whalan | 40004 | 8455300 | 0.4731% |  | 0% | Unranked | 0 | 0 | NA | 0 | 562708 | 40004
Wheaton WWTP | WHEATON | Wheaton | 790194 | 47143702 | 1.676% |  | 0% | Unranked | 0 | 0 | NA | 0 | 31849692 | 790194
| WHITE BEAR LAKE | White Bear Lake | 6483052 | 3001474100 | 0.2455% |  | 0.1026% | AA+ | 2 | 2 | Stable | 3080000 | 26650 | 6483052
| WILDER | Wilder | 34895 | 2800300 | 1.246% |  | 0% | Unranked | 0 | 0 | NA | 0 | 535023 | 34895
| WILLERNIE | Willernie | 276479 | 52121500 | 0.6196% |  | 0% | Unranked | 0 | 0 | NA | 0 | 97951 | 276479
Williams WWTP | WILLIAMS | Williams | 82999 | 6890973 | 1.204% |  | 0% | Unranked | 0 | 0 | NA | 0 | 15019788 | 82999
Willmar WWTP | WILLMAR | Willmar | 6085503 | 1169441313 | 0.5204% |  | 0.2185% | Unranked | 0 | 0 | NA | 2555000 | 281549 | 6085503
Willow River WWTP | WILLOW RIVER | Willow River | 100000 | 24997500 | 0.4% |  | 0% | Unranked | 0 | 0 | NA | 0 | 157383 | 100000
Wilmont WWTP | WILMONT | Wilmont | 144249 | 14306512 | 1.008% |  | 0% | Unranked | 0 | 0 | NA | 0 | 195027 | 144249
| WILTON | Wilton | 27996 | 15577500 | 0.1797% |  | 0% | Unranked | 0 | 0 | NA | 0 | 3116040 | 27996
Windom WWTP | WINDOM | Windom | 2188455 | 286619928 | 0.7635% |  | 0% | A+ | 3 | 5 | Stable | 0 | 64079 | 2188455
Winger WWTP | WINGER | Winger | 84577 | 5093000 | 1.661% |  | 0% | Unranked | 0 | 0 | NA | 0 | 654404 | 84577
Winnebago WWTP | WINNEBAGO | Winnebago | 680375 | 54228400 | 1.255% |  | 0% | A+ | 3 | 5 | Stable | 0 | 22363222 | 680375
Winona WWTP | WINONA | Winona | 9399524 | 1779660400 | 0.5282% |  | 0.2183% | Unranked | 0 | 0 | NA | 3885000 | 2068812 | 9399524
Winsted WWTP | WINSTED | Winsted | 1544560 | 175215300 | 0.8815% |  | 2.036% | A | 3 | 6 | Stable | 3567000 | 993605 | 1544560
Winthrop WWTP | WINTHROP | Winthrop | 789896 | 77746334 | 1.016% |  | 0% | A+ | 3 | 5 | Stable | 0 | 53009 | 789896
Winton WWTP | WINTON | Winton | 57757 | 4995960 | 1.641% |  | 0% | Unranked | 0 | 0 | NA | 0 | 22601 | 57757
Wolf Lake WWTP | WOLF LAKE | Wolf Lake | 18344 | 2009100 | 0.913% |  | 0% | Unranked | 0 | 0 | NA | 0 | 64971 | 18344
| WOLVERTON | Wolverton | 41497 | 5165433 | 0.8034% |  | 0% | Unranked | 0 | 0 | NA | 0 | 157961 | 41497
Wood Lake WWTP | WOOD LAKE | Wood Lake | 199455 | 13367424 | 1.492% |  | 0% | Unranked | 0 | 0 | NA | 0 | 110933151 | 199455
| WOODBURY | Woodbury | 35829921 | 10493489300 | 0.3768% |  | 0.321% | AAA | 1 | 1 | Stable | 33685000 | 3998051 | 35829921
| WOODLAND | Woodland | 401604 | 337996210 | 0.1188% |  | 0.1317% | Unranked | 0 | 0 | NA | 445000 | 47514 | 401604
Woodstock WWTP | WOODSTOCK | Woodstock | 49140 | 4391665 | 1.119% |  | 0% | Unranked | 0 | 0 | NA | 0 | 8937595 | 49140
Worthington WWTP | WORTHINGTON | Worthington | 5052798 | 720271602 | 0.7015% |  | 1.723% | AA- | 2 | 4 | Stable | 12410000 | 368561 | 5052798
| WRENSHALL | Wrenshall | 175460 | 30716600 | 0.5712% |  | 0% | Unranked | 0 | 0 | NA | 0 | 65390 | 175460
| WRIGHT | Wright | 30529 | 5785883 | 0.5276% |  | 0% | Unranked | 0 | 0 | NA | 0 | 246250 | 30529
Wykoff WWTP | WYKOFF | Wykoff | 196440 | 22504900 | 0.8729% |  | 0% | Unranked | 0 | 0 | NA | 0 | 10242975 | 196440
| WYOMING | Wyoming | 4451297 | 892408700 | 0.4988% |  | 0% | Unranked | 0 | 0 | NA | 0 | 68926 | 4451297
| ZEMPLE | Zemple | 14999 | 4283737 | 0.3501% |  | 0% | Unranked | 0 | 0 | NA | 0 | 4597573 | 14999
Zimmerman WWTP | ZIMMERMAN | Zimmerman | 1909853 | 435286666 | 0.4388% |  | 0.6662% | Unranked | 0 | 0 | NA | 2900000 | 96813 | 1909853
Zumbro Falls WWTP | ZUMBRO FALLS | Zumbro Falls | 70903 | 13913900 | 0.5096% |  | 8.761% | Unranked | 0 | 0 | NA | 1219000 | 3842107 | 70903
Zumbrota WWTP | ZUMBROTA | Zumbrota | 2082184 | 334454600 | 0.6226% |  | 1.026% | AA- | 2 | 4 | Stable | 3430000 |  | 2082184

## WWTP facility data (hidden)
Facility | Name | Sewer miles | Operating Expenses | Avg annual debt service/Current liabilities | Population | Permit #
7-Clans Casino WWTP | Thief River Falls |  |  |  |  | MNG585172 | 2021 WINS
Ada WWTP | Ada | 35 | 60300 | 51766 | 1707 | MNG585095 | 2020 City and Special District reports
Adams WWTP | Adams | 5 | 127500 | 0 | 796 | MN0021261 | TMDL tableau
Adrian WWTP | Adrian | 11 | 268344 | 0 | 1194 | MNG585001 | orig el tool (2014) - needs update
Aitkin WWTP | Aitkin | 15 | 347825 | 80000 | 2165 | MN0020095
Albany WWTP | Albany | 13 | 556975 | 95000 | 2830 | MN0020575
Albert Lea WWTP | Albert Lea | 129 | 4109193 | 21488 | 18016 | MN0041092
Alberta WWTP | Alberta | #N/A | #N/A | #N/A | #N/A | MNG585002
Albertville WWTP | Albertville | 34 | 365988 | 330635 | 7262 | MN0050954
Alden WWTP | Alden | 7 | 174129 | 5200 | 661 | MNG585118
Alexandria Lakes Area Sanitary District | Alexandria | 225 | 6000000 | 1100000 | #N/A | MN0040738
Altona Hutterian Brethren WWTP | Henderson | #N/A | #N/A | #N/A | #N/A | MNG585385
Altura WWTP | Altura | 4 | 80000 | 0 | 493 | MN0021831
Alvarado WWTP | Alvarado | 4 | 7500 | 0 | 363 | MNG585171
Amboy WWTP | Amboy | 4 | 230885 | 0 | 534 | mn0022624
Anchor Bay Mobile Home Park | Baudette | 12 | 279425 | 112400 | 1106 | MNG585058
Annandale/Maple Lake/Howard Lake WWTP | Maple Lake | 18 | 0 | 0 | 2059 | MN0066966
Appleton WWTP | Appleton | 6 | 156081 | 33823 | 1392 | MN0021890
Argyle WWTP | Argyle | #N/A | #N/A | #N/A | #N/A | MNG585140
Arlington WWTP | Arlington | 38 | 326884 | 206060 | 2233 | MN0020834
Ashby WWTP | Ashby | 5 | 138266 | 41150 | 446 | MNG580087
Askov WWTP | Askov | #N/A | #N/A | #N/A | #N/A | MNG585229
Aspen Hills WWTP | Elk River | 80 | 1685309 | 671655 | 23147 | MN0066028
Atwater WWTP | Atwater | #N/A | #N/A | #N/A | #N/A | MN0022659
Audubon WWTP | Audubon | #N/A | #N/A | #N/A | #N/A | MNG585148
Aurora WWTP | Aurora | 19 | 334992 | 601872 | 1682 | MN0020494
Austin WWTP | Austin | 130 | 5930882 | 45025 | 24718 | MN0022683
Avoca & Iona WWTP | Iona | #N/A | #N/A | #N/A | #N/A | MNG585165
Avon WWTP | Avon | 10 | 276809 | 75482 | 1550 | mn0047325
Babbitt WWTP | Babbitt | 11 | 472163 | 39000 | 1505 | MN0020656
Badger WWTP | Badger | 6 | 28000 | 4315 | 375 | MNG585155
Bagley WWTP | Bagley | 10 | 168007 | 119000 | 1475 | MN0022691
Balaton WWTP | Balaton | 6 | 67177 | 0 | 643 | MN0020559
Barnesville WWTP | Barnesville | 12.1 | 401687 | 94962 | 2759 | MN0022501
Barnum WWTP | Barnum | 10 | 81400 | 48700 | 613 | MNG585142
Barrett WWTP | Barrett | #N/A | #N/A | #N/A | #N/A | MN0022713
Barry WWTP | Barry | #N/A | #N/A | #N/A | #N/A | MN0020273
Baudette WWTP | Baudette | 12 | 279425 | 112400 | 1106 | MNG585174
Beaver Bay WWTP | Beaver Bay | 5 | 96000 | 72000 | 181 | MN0040754
Beaver Creek WWTP | Beaver Creek | #N/A | #N/A | #N/A | #N/A | MNG585055
Becker WWTP - Municipal | Becker | 37 | 1654856 | 821156 | 4844 | MN0025666
Bejou WWTP | Bejou | #N/A | #N/A | #N/A | #N/A | MNT064688
Bel Clare Estates WWTP | Saint Cloud | #N/A |  | #N/A | #N/A | MN0045721
Belgrade WWTP | Belgrade | #N/A | #N/A | #N/A | #N/A | MN0051381
Belle Plaine WWTP | Belle Plaine | 36 | 880126 | 800635 | 6838 | MN0022772
Bellechester WWTP | Bellechester | 3 | 10000 | 0 | 175 | MN0022764
Bellingham WWTP | Bellingham | #N/A | #N/A | #N/A | #N/A | MNG585152
Belview WWTP | Belview | #N/A | #N/A | #N/A | #N/A | MNG585003
Bemidji WWTP | Bemidji | 100 | 2728000 | 579000 | 13431 | MN0022462
Benson WWTP | Benson | 28 | 845272 | 273353 | 3240 | MN0020036
Benton Utilities WWTP | Rice | 5 | 185500 | 8060 | 1275 | MN0065391
Bertha WWTP | Bertha | 4 | 28000 | 103000 | 497 | MNG585371
Big Falls WWTP | Big Falls | 4 | 18618 | 38370 | 235 | MNG585135
Big Lake WWTP | Big Lake | 68 | 2416215 | 981135 | 11551 | MN0041076
Big Stone Hutterite Colony | Graceville | #N/A | #N/A | #N/A | #N/A | MNG585168
Bigelow WWTP | Bigelow | #N/A | #N/A | #N/A | #N/A | MNG585224
Bigfork WWTP | Bigfork | #N/A | #N/A | #N/A | #N/A | MNG585363
Bird Island WWTP | Bird Island | 10 | 48915 | 296974 | 1042 | MNG585390
Biwabik WWTP | Biwabik | #N/A | #N/A | #N/A | #N/A | MN0053279
Blomkest Svea Sewer Board WWTP | Blomkest | #N/A | #N/A | #N/A | #N/A | MNG585372
Blooming Prairie WWTP | Blooming Prairie | 19 | 268488 | 107105 | 1974 | MN0021822
Blue Earth WWTP | Blue Earth | 26 | 526422 | 615100 | 3353 | MN0020532
Bluefin Bay on Lake Superior WWTP | Tofte | #N/A | #N/A | #N/A | #N/A | MN0054593
Borup WWTP | Borup | 2 | 2000 | 0 | 91 | MN0022853
Bowlus WWTP | Bowlus | 2 | 30000 | 20000 | 300 | MN0020923
Braham WWTP | Braham | 10 | 384695 | 37200 | 1796 | MN0022870
Brainerd WWTP | Brainerd | #N/A | #N/A | #N/A | #N/A | MN0049328
Brakemeier Properties Inc | Isanti | #N/A | #N/A | #N/A | #N/A | MN0054518
Breckenridge WWTP | Breckenridge | 17 | 236000 | 102000 | 3340 | MN0022900
Brewster WWTP | Brewster | 4 | 87500 | 0 | 480 | MN0021750
Bricelyn WWTP | Bricelyn | 2 | 43319 | 46313 | 365 | MNG585129
Brooten WWTP | Brooten | 4 | 176089 | 105570 | 750 | MNG585271
Browerville WWTP | Browerville | 8 | 166443 | 242021 | 790 | MN0022926
Brownsdale WWTP | Brownsdale | #N/A | #N/A | #N/A | #N/A | MN0022934
Brownton WWTP | Brownton | 6 | 208339 | 42343 | 712 | MN0022951
Buffalo Lake WWTP | Buffalo Lake | 12 | 125415 | 155000 | 702 | MNG585373
Buffalo WWTP | Buffalo | 97 | 3239978 | 1222576 | 16210 | MN0040649
Butterfield WWTP | Butterfield | #N/A | #N/A | #N/A | #N/A | MN0022977
Byron WWTP | Byron | 31 | 597504 | 165735 | 5392 | MN0049239
Caledonia WWTP | Caledonia | 11 | 477000 | 150000 | 2836 | MN0020231
Callaway WWTP | Callaway | 2 | 30116 | 0 | 234 | MNT022985
Cambridge WWTP | Cambridge | 56 | 1808400 | 111248 | 8222 | MN0020362
Camp Ripley WWTP | Little Falls | 70 | 20036000 | 650000 | 9110 | MN0025721
Camp Victory WWTP | Zumbro Falls | #N/A | #N/A | #N/A | #N/A | MN0067032
Campbell WWTP | Campbell | 2 | 10075 | 0 | 158 | MNG585130
Canby WWTP | Canby | 15 | 160772 | 590263 | 1795 | MNG585154
Cannon Falls WWTP | Cannon Falls | 30 | 1888810 | 1045533 | 4083 | MN0022993
Canton WWTP | Canton | 3 | 30526 | 36066 | 346 | MN0023001
Caribou Highlands Lodge WWTP | Lutsen | #N/A | #N/A | #N/A | #N/A | MN0053252
Carlos WWTP | Carlos | #N/A | #N/A | #N/A | #N/A | MN0023019
Cedar Mills WWTP | Cedar Mills | #N/A | #N/A | #N/A | #N/A | MN0066605
Central Iron Range Sanitary Sewer District WWTP | Chisholm | 21 | 1614451 | 505777 | 6091 | MN0020117
Ceylon WWTP | Ceylon | 10 | 70716 | 0 | 369 | MNG585006
Chandler WWTP | Chandler | #N/A | #N/A | #N/A | #N/A | MN0039748
Chatfield WWTP | Chatfield | 18 | 344000 | 879000 | 2915 | MN0021857
Chisago Lakes Joint STC | Chisago City | 28 | 762614 | 196950 | 5584 | MN0055808
Chokio WWTP | Chokio | #N/A | #N/A | #N/A | #N/A | MNG585007
Cimarron Park WWTP | Lake Elmo | 32 | 1710088 | 678454 | 8069 | MN0050636
Clara City WWTP | Clara City | 27 | 390000 | 100000 | 1360 | MN0023035
Claremont WWTP | Claremont | 4 | 138680 | 1173124 | 513 | MN0022187
Clarissa WWTP | Clarissa | #N/A | #N/A | #N/A | #N/A | MNG585008
Clarkfield WWTP | Clarkfield | #N/A | #N/A | #N/A | #N/A | MNG585093
Clarks Grove WWTP | Clarks Grove | 3 | 18480 | 0 | 706 | MNG585067
Clear Lake/Clearwater Sewer Authority | Clear Lake | #N/A | #N/A | #N/A | #N/A | MN0047490
Clearbrook WWTP | Clearbrook | #N/A | #N/A | #N/A | #N/A | MNG585098
Clements WWTP | Clements | #N/A | #N/A | #N/A | #N/A | MNG585094
Cleveland WWTP | Cleveland | 10 | 5000 | 5000 | 719 | MNG585009
Climax WWTP | Climax | #N/A | #N/A | #N/A | #N/A | MN0023060
Clinton WWTP | Clinton | #N/A | #N/A | #N/A | #N/A | MNG585193
Clontarf WWTP | Clontarf | 2 | 28900 | 23888 | 159 | MNG585108
Cokato WWTP | Cokato | 18 | 484229 | 0 | 2694 | MN0049204
Cold Spring WWTP | Cold Spring | 30 | 2391000 | 446797 | 4063 | MN0023094
Coleraine-Bovey-Taconite Joint WWTP | Bovey | 5 | 194329 | 45540 | 804 | MN0053341
Cologne WWTP | Cologne | 9 | 388562 | 105508 | 1519 | MN0023108
Comfrey WWTP | Comfrey | 11 | 50717 | 20440 | 382 | MN0021687
Community of Roseland WWTP | Blomkest | #N/A | #N/A | #N/A | #N/A | MNG585393
Comstock WWTP | Comstock | 2 | 11800 | 0 | 100 | MNG585131
Conger WWTP | Conger | #N/A | #N/A | #N/A | #N/A | MNG585222
Cook WWTP | Cook | 6 | 240280 | 33150 | 574 | MNG585179
Cosmos WWTP | Cosmos | 5 | 38628 | 0 | 473 | MNG585056
Cottonwood WWTP | Cottonwood | #N/A | #N/A | #N/A | #N/A | MNG585010
Crane Lake WWTP | Crane Lake | #N/A | #N/A | #N/A | #N/A | MN0066371
Cromwell WWTP | Cromwell | 3 | 36761 | 14112 | 234 | MN0051101
Crookston WWTP | Crookston | 44 | 496231 | 0 | 7806 | MN0021423
Crosslake WWTP | Crosslake | 3 | 641545 | 285000 | 2500 | MN0064882
Currie WWTP | Currie | 2 | 39970 | 29738 | 223 | MN0025682
Dalton WWTP | Dalton | 2 | 113529 | 33093 | 215 | MN0023141
Danube WWTP | Danube | 4 | 22000 | 0 | 505 | MNG585057
Danvers WWTP | Danvers | #N/A | #N/A | #N/A | #N/A | MNG585119
Darwin WWTP | Darwin | #N/A | #N/A | #N/A | #N/A | MNG585150
Dassel WWTP | Dassel | #N/A | #N/A | #N/A | #N/A | MN0054127
Dawson WWTP | Dawson | 11 | 363940 | 111000 | 1540 | MN0021881
Deer Creek WWTP | Deer Creek | 5 | 51540 | 23623 | 327 | MNG585180
Deer River WWTP | Deer River | 7 | 267058 | 106440 | 937 | MN0051616
DeGraff WWTP | DeGraff | #N/A | #N/A | #N/A | #N/A | MN0071234
Delano WWTP | Delano | 36 | 1591687 | 1086287 | 6058 | MN0051250
Delavan WWTP | Delavan | #N/A | #N/A | #N/A | #N/A | MNG585109
Delft Sanitary District WWTP | Carson Township | #N/A | #N/A | #N/A | #N/A | MN0066541
Delhi WWTP | Delhi | 2 | 14400 | 29184 | 38 | mn0067008
Dennison WWTP | Dennison | 2 | 39500 | 0 | 172 | MN0022195
Detroit Lakes Water Reclamation Facility | Detroit Lakes | 95 | 1907692 | 1087347 | 9500 | MN0020192
Detroit Lakes WWTP | Detroit Lakes | 95 | 1907692 | 1087347 | 9500 | MN0020192
Dexter WWTP | Dexter | #N/A | #N/A | #N/A | #N/A | MNG585228
Dodge Center WWTP | Dodge Center | 16 | 417297 | 65711 | 2844 | MN0021016
Dumont WWTP | Dumont | #N/A | #N/A | #N/A | #N/A | MN0064831
Dundee WWTP | Dundee | #N/A | #N/A | #N/A | #N/A | MNG585349
Dunnell WWTP | Dunnell | 2 | 86654 | -42907 | 167 | MNG585279
Eagle Bend WWTP | Eagle Bend | 6 | 129422 | 247000 | 535 | MNG585383
Eagleton WWTP | Eagleton | #N/A | #N/A | #N/A | #N/A
East Gull Lake WWTP | East Gull Lake | 6 | 569176 | 420167 | 1004 | MN0059871
Echo WWTP | Echo | #N/A | #N/A | #N/A | #N/A | MNG585059
Edgerton WWTP | Edgerton | 66 | 112790 | 0 | 1189 | MNG585011
Effie WWTP | Effie | #N/A | #N/A | #N/A | #N/A | MN0067555
Eitzen WWTP | Eitzen | #N/A | #N/A | #N/A | #N/A | MN0049531
Elbow Lake WWTP | Elbow Lake | #N/A | #N/A | #N/A | #N/A | MN0051535
Elizabeth WWTP | Elizabeth | #N/A | #N/A | #N/A | #N/A | MNG585012
Elk River WWTP | Elk River | 80 | 1685309 | 671655 | 23147 | MN0020788
Elkton WWTP | Elkton | 3 | 94127 | 1155 | 154 | MNG585013
Ellendale WWTP | Ellendale | 6 | 72000 | 0 | 647 | MNG585014
Ellsworth WWTP | Ellsworth | 4 | 131610 | 0 | 497 | MNG585015
Elmore WWTP | Elmore | 1 | 76215 | 29680 | 663 | MNG585110
Ely WWTP | Ely | 32 | 944700 | 242300 | 3460 | MN0020508
Elysian WWTP | Elysian | 7 | 109000 | 7800 | 737 | MNG585285
Emmons WWTP | Emmons | 3.5 | 17313 | 0 | 367 | MN0023311
Evan WWTP | Evan | #N/A | #N/A | #N/A | #N/A | MNG585202
Evansville WWTP | Evansville | 4 | 73327 | 66567 | 612 | MNG585074
Eveleth WWTP | Eveleth | 23 | 444387 | 213348 | 3718 | MN0023337
Excelsior WTP | Excelsior | 12 | 408174 | 75000 | 2188
Fairfax WWTP | Fairfax | 10 | 0 | 0 | 1200 | MNG585060
Fairmont WWTP | Fairmont | 75 | 2042500 | 820000 | 10666 | MN0030112
Faribault WWTP | Faribault | 130 | 4947454 | 1497285 | 23352 | MN0030121
Farwell Kensington Sanitary District WWTP | Kensington | #N/A | #N/A | #N/A | #N/A | MNG585220
Federal Dam WWTP | Federal Dam | #N/A | #N/A | #N/A | #N/A | MN0063487
Felton WWTP | Felton | #N/A | #N/A | #N/A | #N/A | MNG585149
Fergus Falls WWTP | Fergus Falls | 92 | 1915762 | 0 | 13351 | MN 0050628
Fertile WWTP | Fertile | #N/A | #N/A | #N/A | #N/A | MNG585138
Finlayson WWTP | Finlayson | 5 | 38000 | 0 | 315 | MNG585203
Fisher WWTP | Fisher | 3 | 24000 | 90000 | 435 | MNG585170
Flensburg WWTP | Flensburg | #N/A | #N/A | #N/A | #N/A | MNG585016
Floodwood WWTP | Floodwood | #N/A | #N/A | #N/A | #N/A | MN0023442
Foley WWTP | Foley | 17 | 439501 | 57000 | 2603 | MN0023451
Forest Hills Golf & RV Resort WWTP | Detroit Lakes | 95 | 1907692 | 1087347 | 9500 | MN0056685
Foreston WWTP | Foreston | 3 | 13991 | 39720 | 533 | MNG585017
Fosston WWTP | Fosston | 13 | 302578 | 289342 | 1527 | MN0022128
Fountain WWTP | Fountain | 9 | 146623 | 60272 | 413 | MN0050873
Franklin WWTP | Franklin | 5 | 164300 | 84300 | 471 | MN0021083
Freeborn WWTP | Freeborn | 8 | 40000 | 0 | 297 | MNG585018
Freeport WWTP | Freeport | #N/A | #N/A | #N/A | #N/A | MNG585019
Frost WWTP | Frost | 6 | 22834 | 39660 | 198 | MNG585120
Fulda WWTP | Fulda | 10 | 160015 | 18655 | 1318 | MNG585188
Garfield WWTP | Garfield | 2 | 31700 | 54400 | 354 | MNG585158
Garvin WWTP | Garvin | 2 | 34829 | 16500 | 117 | MN0029602
Gary WWTP | Gary | 5 | 72330 | 72027 | 214 | MNG585175
Gaylord WWTP | Gaylord | 17 | 271016 | 133415 | 2305 | MNG585204
GEM Sanitary District | Greenwald | #N/A | #N/A | #N/A | #N/A | MNG585205
Geneva WWTP | Geneva | #N/A | #N/A | #N/A | #N/A | MNG585292
Georgetown WWTP | Georgetown | #N/A | #N/A | #N/A | #N/A | MNG585132
Ghent WWTP | Ghent | #N/A | #N/A | #N/A | #N/A | MNG585121
Gibbon WWTP | Gibbon | 8 | 92000 | 31000 | 772 | MNG585020
Gilbert WWTP | Gilbert | 7 | 2000000 | 481000 | 1799 | MN0020125
Gilman WWTP | Gilman | 4 | 7500 | 0 | 224 | MNG585021
Glacial Lakes SSWD | Spicer | 17 | 661300 | 0 | 1217 | MN0052752
Glencoe WWTP | Glencoe | 37 | 1719292 | 15000000 | 5540 | MN0022233
Glenville WWTP | Glenville | #N/A | #N/A | #N/A | #N/A | MN0021245
Glyndon WWTP | Glyndon | 8 | 176300 | 59808 | 1413 | MN0020630
Gonvick WWTP | Gonvick | 3 | 24234 | 18960 | 287 | MN0020541
Good Thunder WWTP | Good Thunder | 6 | 35000 | 62000 | 583 | MNG585206
Goodhue WWTP | Goodhue | 6 | 140000 | 0 | 1176 | mn0020958
Goodridge WWTP | Goodridge | #N/A | #N/A | #N/A | #N/A | MNG585022
Graceville WWTP | Graceville | #N/A | #N/A | #N/A | #N/A | MN0023540
Granada WWTP | Granada | #N/A | #N/A | #N/A | #N/A | MNG585023
Grand Marais WWTP | Grand Marais | 16 | 621000 | 210000 | 1351 | MN0020010
Grand Meadow WWTP | Grand Meadow | 11 | 57000 | 0 | 1139 | MN0023558
Grand Rapids WWTP | Grand Rapids | 70 | 5116423 | 878442 | 11242 | MN0022080
Granite Falls WWTP | Granite Falls | 22 | 712000 | 369406 | 2897 | MN0021211
Grasston WWTP | Grasston | 2 | 4613 | 0 | 158 | MN0025691
Green Lake SSWD WWTP | Green Lake | 0 | #N/A | #N/A | #N/A
Greenbush WWTP | Greenbush | 7 | 118346 | 20000 | 719 | MNG585156
Greenfield WWTP | Greenfield | 4 | 86648 | 0 | 2777 | MN0063762
Grey Eagle WWTP | Grey Eagle | #N/A | #N/A | #N/A | #N/A | MN0023566
Grove City WWTP | Grove City | 2.89 | 175641 | 110542 | 624 | MN0023574
Grygla WWTP | Grygla | 3 | 24785 | 46985 | 221 | MNG585139
Hallock WWTP | Hallock | 18 | 77010 | 63185 | 981 | MNG585147
Halstad WWTP | Halstad | 5 | 146247 | 0 | 597 | MN0020770
Hamburg WWTP | Hamburg | 4 | 72065 | 16697 | 525 | MNG585386
Hammond WWTP | Hammond | #N/A | #N/A | #N/A | #N/A | MN0066940
Hampton WWTP | Hampton | #N/A | #N/A | #N/A | #N/A | MN0021946
Hancock WWTP | Hancock | 10 | 232000 | 150000 | 769 | MNG585299
Hanley Falls WWTP | Hanley Falls | #N/A | #N/A | #N/A | #N/A | MNG585122
Hanska WWTP | Hanska | 3 | 45000 | 0 | 393 | MN0052663
Hardwick WWTP | Hardwick | #N/A | #N/A | #N/A | #N/A | MNG585194
Harmony WWTP | Harmony | 6 | 100000 | 36000 | 1020 | MN0022322
Harris WWTP | Harris | #N/A | #N/A | #N/A | #N/A | MN0050130
Hartland WWTP | Hartland | #N/A | #N/A | #N/A | #N/A | MNG585102
Haven Hutterian Brethren | Dexter | #N/A | #N/A | #N/A | #N/A | MNG585071
Hawley WWTP | Hawley | 11 | 220000 | 41700 | 2067 | MN0020338
Hayfield WWTP | Hayfield | 8 | 189000 | 257000 | 1364 | MN0023612
Hayward WWTP | Hayward | 2 | 43476 | 12489 | 250 | MNG585391
Heartland Hutterian Brethren WWTP | Lake Benton | 2 | 80000 | 30000 | 683 | MNG585195
Hector WWTP | Hector | 14 | 0 | 67800 | 1151 | MN0025445
Hendricks WWTP | Hendricks | 7 | 62351 | 122338 | 713 | MNG585377
Hendrum WWTP | Hendrum | 3 | 34473 | 31394 | 307 | MNG585176
Herman WWTP | Herman | 5 | 21888 | 60123 | 429 | MNG585177
Heron Lake WWTP | Heron Lake | 6 | 57576 | 83472 | 698 | MNG585189
Hewitt WWTP | Hewitt | 3 | 14057 | 0 | 271 | MNG585024
Hibbing WWTP South Plant | Hibbing | 102 | 1748094 | 1253692 | 16361 | MN0030643
Hill City WWTP | Hill City | 10 | 274000 | 52000 | 610 | MNG585182
Hills WWTP | Hills | #N/A | #N/A | #N/A | #N/A | MNG585196
Hinckley WWTP | Hinckley | #N/A | #N/A | #N/A | #N/A | MN0023701
Hitterdal WWTP | Hitterdal | 2 | 10000 | 15000 | 201 | MNG585178
Hoffman WWTP | Hoffman | 4 | 84149 | 98460 | 681 | MNG585134
Hokah WWTP | Hokah | 6 | 67963 | 40556 | 572 | MN0021458
Holdingford WWTP | Holdingford | 6 | 459082 | 190633 | 708 | MN0023710
Holland WWTP | Holland | 2.5 | 10512 | 0 | 178 | MN0021270
Hollandale WWTP | Hollandale | #N/A | #N/A | #N/A | #N/A | MNG585374
Hope - Somerset Township WWTP | Hope | #N/A | #N/A | #N/A | #N/A | MN0068802
Houston WWTP | Houston | 4 | 140000 | 100000 | 979 | MN0023736
Hoyt Lakes WWTP | Hoyt Lakes | 23 | 758487 | 1472614 | 1916 | MN0020206
Hutchinson WWTP | Hutchinson | 93.8 | 2320589 | 3190064 | 14599 | MN0055832
Iron Junction WWTP | Iron Junction | 4 | 15795 | 110000 | 86 | MNG585049
Isanti WWTP | Isanti | #N/A | #N/A | #N/A | #N/A | MN0023795
ISD 15 - Cedar Creek Community School | East Bethel | 9 | 395295 | 305639 | 11626 | MN0059480
ISD 2142 Pre-Kindergarten to Grade 12 N School | Cook | 6 | 240280 | 33150 | 574 | MN0069850
ISD 2853 Lac qui Parle Valley High School | Madison | #N/A | #N/A | #N/A | #N/A | MNG585091
ISD 363 - Indus School | Birchdale | #N/A | #N/A | #N/A | #N/A | MN0049263
Isle WWTP | Isle | 10 | 137488 | 274263 | 751 | MN0023809
Ivanhoe WWTP | Ivanhoe | #N/A | #N/A | #N/A | #N/A | MNG585103
Jackson WWTP | Jackson | 27 | 566328 | 224129 | 3323 | MN0021377
Janesville WWTP | Janesville | 23 | 500000 | 65000 | 2256 | MNG585025
Jasper WWTP | Jasper | #N/A | #N/A | #N/A | #N/A | MNG585026
Jeffers WWTP | Jeffers | 5 | 20000 | 0 | 369 | MNG585111
Jordan WWTP | Jordan | 27.81 | 972138 | 952480 | 6656 | MN0020869
Karlstad WWTP | Karlstad | #N/A | #N/A | #N/A | #N/A | MNG585146
Kasson WWTP | Kasson | 38 | 1042689 | 894112 | 6414 | MN0050725
Keewatin WWTP | Keewatin | #N/A | #N/A | #N/A | #N/A | MN0022012
Kelliher WWTP | Kelliher | #N/A | #N/A | #N/A | #N/A | MNG585068
Kellogg WWTP | Kellogg | 5 | 30000 | 0 | 469 | MNG585027
Kennedy WWTP | Kennedy | 4 | 22401 | 9000 | 193 | MNG585028
Kenyon WWTP | Kenyon | 15 | 238617 | 170000 | 1960 | MN0021628
Kerkhoven WWTP | Kerkhoven | 10 |  | #N/A | #N/A | MN0020583
Kettle Falls Hotel & Guest Villas | Ray | #N/A | #N/A | #N/A | #N/A | MN0057410
Kettle River WWTP | Kettle River | 2 | 39866 | 6866 | 180 | MNG585183
Kiester WWTP | Kiester | 3 | 68520 | 0 | 501 | MNG585097
Kilkenny WWTP | Kilkenny | #N/A | #N/A | #N/A | #N/A | MNG585084
La Salle WWTP | La Salle | 3 | 15000 | 15000 | 60 | MN0067458
Lafayette WWTP | Lafayette | 3 | 166565 | 90144 | 504 | MN0023876
Lake Andrew WWTP | Watab Township | #N/A | #N/A | #N/A | #N/A | MN0067733
Lake Benton WWTP | Lake Benton | 2 | 80000 | 30000 | 683 | MN0023884
Lake Bronson WWTP | Lake Bronson | #N/A | #N/A | #N/A | #N/A | MNG585029
Lake City WWTP | Lake City | #N/A | #N/A | #N/A | #N/A | MN0020664
Lake Crystal WWTP | Lake Crystal | 30 | 535428 | 234073 | 2593 | MN0055981
Lake Henry WWTP | Lake Henry | 2 | 22500 | 10500 | 103 | MN0020885
Lake Lillian WWTP | Lake Lillian | #N/A | #N/A | #N/A | #N/A | MNG585225
Lake Park WWTP | Lake Park | 6 | 106443 | 72000 | 783 | MNG585157
Lake Wilson WWTP | Lake Wilson | #N/A | #N/A | #N/A | #N/A | MNG585061
Lakefield WWTP | Lakefield | 15 |  |  |  | MN0020427
Laketown Community WWTP | Chaska | 109 | 4700000 | 0 | 23770 | MN0054399
Lamberton WWTP | Lamberton | 8 | 60565 | 78638 | 824 | MNG585100
Lancaster WWTP | Lancaster | 3 | 45014 | 0 | 340 | MNG585066
Lanesboro WWTP | Lanesboro | 6 | 125675 | 0 | 754 | MN0020044
Lansing Township WWTP | Lansing | #N/A | #N/A | #N/A | #N/A | MN0063461
Le Center WWTP | Le Center | 15 | 466000 | 164000 | 2499 | MN0023931
Le Roy WWTP | Le Roy | #N/A | #N/A | #N/A | #N/A | MN0021041
Le Sueur WWTF | Le Sueur | 30 | 1860000 | 1500000 | 4150 | MN0068195
Leota Sanitary District WWTP | Leota | #N/A | #N/A | #N/A | #N/A | MNG585219
Lester Prairie WWTP | Lester Prairie | 10 | 388792 | 256000 | 1705 | MN0023957
Lewiston WWTP | Lewiston | 10 | 385000 | 233292 | 1620 | MN0023965
Lewisville WWTP | Lewisville | #N/A | #N/A | #N/A | #N/A | MNG585314
Linwood Terrace | Wyoming | 25 | 139982 | 308000 | 8037 | MN0054372
Lismore WWTP | Lismore | 3 | 40000 | 0 | 227 | MNG585076
Litchfield WWTP | Litchfield | 37 | 1799445 | 1583832 | 6726 | MN0023973
Little Falls WWTP | Little Falls | 70 | 20036000 | 650000 | 9110 | MN0020761
Littlefork WWTP | Littlefork | 6 | 85339 | 7469 | 600 | MNG585081
Long Prairie WWTP | Long Prairie | 17 | 2284722 | 1384336 | 3458 | MN0066079
Long Prairie WWTP - Municipal | Long Prairie | 17 | 2284722 | 1384336 | 3458 | MN0066079
Longville WWTP | Longville | #N/A | #N/A | #N/A | #N/A | MNG585208
Lonsdale WWTP | Lonsdale | 31 | 492279 | 439566 | 4004 | MN0031241
Lookout Mountain Village WWTP | Finland | #N/A | #N/A | #N/A | #N/A | MN0060691
Lowry WWTP | Lowry | 10 | 58000 | 41000 | 299 | MNG585123
Lucan WWTP | Lucan | 2 | 65472 | 18368 | 214 | MN0031348
Luverne WWTP | Luverne | 33 | 1079376 | 736663 | 4745 | MN0020141
Lyle WWTP | Lyle | #N/A | #N/A | #N/A | #N/A | MN0022101
Lynd WWTP | Lynd | #N/A | #N/A | #N/A | #N/A | MNG585030
Mabel WWTP | Mabel | 4 | 258000 | 150000 | 780 | MN0020877
Madelia WWTP | Madelia | 16 | 453992 | 61966 | 2396 | MN0024040
Madison WWTP | Madison | 11.4 | 460291 | 0 | 1518 | MN0051764
Magnolia WWTP | Magnolia | 2 | 17000 | 25000 | 222 | MNG585190
Mahnomen WWTP | Mahnomen | 11 | 239283 | 99906 | 1225 | MNT024066
Mankato Water Resource Recovery Facility | Mankato | 215 | 5830000 | 657000 | 39309 | MN0030171
Maple Hill Estates | Corcoran | 4 | 200000 | 100000 | 5986 | MN0031127
Mapleton WWTP | Mapleton | 11 | 246940 | 168344 | 1756 | MN0021172
Marble WWTP | Marble | #N/A | #N/A | #N/A | #N/A | MN0020214
Marietta WWTP | Marietta | 4 | 22176 | 0 | 142 | MNG585160
Marine on Saint Croix WWTP | Marine on Saint Croix | #N/A | #N/A | #N/A | #N/A | MN0054160
Marshall WWTP | Marshall | 83 | 3961137 | 2066094 | 13680 | MN0022179
Mayer WWTP | Mayer | 11 | 220417 | 417135 | 1749 | MN0021202
Maynard WWTP | Maynard | 1.65 | 85794 | 55195 | 319 | MN0056588
Mazeppa WWTP | Mazeppa | #N/A | #N/A | #N/A | #N/A | MN0046752
McGregor WWTP | McGregor | 4 | 78956 | 33705 | 367 | MN0024023
McIntosh WWTP | McIntosh | 6 | 111631 | 92765 | 625 | MNG585031
McKinley WWTP | McKinley | 0.58 | 48475 | 0 | 103 | MNG585367
MDNR Father Hennepin State Park | Isle | 10 | 137488 | 274263 | 751 | MN0033723
MDNR Gooseberry Falls State Park | Two Harbors | 20 | 1624363 | 109673 | 3745 | MN0033731
MDNR Myre Big Island State Park | Albert Lea | 129 | 4109193 | 21488 | 18016 | MN0033740
Meadowlands WWTP | Meadowlands | #N/A | #N/A | #N/A | #N/A | MNG585034
Meadows of Whisper Creek WWTP | Greenfield | 4.2 | 133110 | 0 | 2903 | MN0066753
Medford WWTP | Medford | 12 | 339935 | 93693 | 1238 | MN0024112
Melrose WWTP | Melrose | 26 | 840517 | 0 | 3602 | MN0020290
Menahga WWTP | Menahga | 15 | 286715 | 86976 | 1306 | MNG585032
Meriden Township WWTP | Owatonna | 130 | 2600000 | 40000 | 25599 | MNG585319
Middle River WWTP | Middle River | 8 | 62959 | 9400 | 309 | MNG585163
Milaca WWTP | Milaca | 10 | 310000 | 110000 | 2946 | MN0024147
Milan WWTP | Milan | #N/A | #N/A | #N/A | #N/A | MNG585141
Millerville WWTP | Millerville | 2 | 15000 | 0 | 113 | MN0054305
Milroy WWTP | Milroy | 6 | 32313 | 15000 | 252 | MNG585124
Miltona WWTP | Miltona | 4 | 58450 | 56800 | 424 | MN0024155
Minneota WWTP | Minneota | #N/A | #N/A | #N/A | #N/A | MNG585033
Minnesota City WWTP | Minnesota City | #N/A | #N/A | #N/A | #N/A | MN0069817
Montevideo WWTP | Montevideo | 73 | 1450000 | 680000 | 5329 | MN0020133
Montgomery WWTP | Montgomery | 22.5 | 565798 | 605985 | 3249 | MN0024210
Monticello WWTP | Monticello | 40 | 3501000 | 37000 | 12759 | MN0020567
Montrose WWTP | Montrose | 23 | 350770 | 398908 | 3040 | MN0024228
Moorhead WWTP | Moorhead | 198 | 6842010 | 2822743 | 47947 | MN0049069
Moose Lake WWTP | Moose Lake | 9 | 275000 | 314001 | 2751 | MN0020699
Mora WWTP | Mora | 25 | 992987 | 179563 | 3571 | MN0021156
Morgan WWTP | Morgan | 7 | 189000 | 0 | 875 | MN0020443
Morris WWTP | Morris | 32 | 1000000 | 60000 | 5286 | mn0013218
Morristown WWTP | Morristown | #N/A | #N/A | #N/A | #N/A | MN0025895
Morton WWTP | Morton | #N/A | #N/A | #N/A | #N/A | MN0051292
Motley WWTP | Motley | 6 | 275866 | 305461 | 680 | MN0024244
Mountain Iron WWTP | Mountain Iron | #N/A | #N/A | #N/A | #N/A | MN0040835
Mountain Lake WWTP | Mountain Lake | 18 | 202116 | 494689 | 2104 | MN0021466
MRVPUC WWTP | Le Sueur | 30 | 1860000 | 1500000 | 4150
Murdock WWTP | Murdock | #N/A | #N/A | #N/A | #N/A | MNG585086
Nashwauk WWTP | Nashwauk | #N/A | #N/A | #N/A | #N/A | MN0053392
Nerstrand WWTP | Nerstrand | 2 | 30000 | 55951 | 295 | MN0065668
Neuhof Hutterian Brethren | Mountain Lake | 18 | 202116 | 494689 | 2104 | MNG585113
New Germany WWTP | New Germany | 4 | 34886 | 169104 | 455 | MN0024295
New Pirates Cove LLC | Sauk Rapids | 67 | 1128896 | 459861 | 12890 | MN0066109
New Prague WWTP | New Prague | 43 | 1330236 | 1010100 | 7508 | MN0020150
New Richland WWTP | New Richland | 8 | 339439 | 124536 | 1206 | MN0021032
New Ulm WWTP | New Ulm | 81 | 4080000 | 710000 | 13522 | MN0030066
Newfolden WWTP | Newfolden | #N/A | #N/A | #N/A | #N/A | MNG585145
Nicollet WWTP | Nicollet | 9 | 869054 | 175348 | 1116 | MNG585037
Nielsville WWTP | Nielsville | 1 | 12000 | 20000 | 90 | MNG585166
NKASD WWTP | International Falls | 41 | 2434008 | 0 | 6424 | MN0020257
North Branch WWTP | North Branch | 38 | 500000 | 667000 | 10125 | MN0024350
Northfield WWTP | Northfield | 80 | 3783972 | 1345000 | 20007 | MN0024368
Northome WWTP | Northome | 5 | 27216 | 0 | 200 | MNG585185
Northrop WWTP | Northrop | #N/A | #N/A | #N/A | #N/A | MN0024384
Norwood Young America WWTP | Norwood Young America | 22.25 | 586908 | 725574 | 3863 | MN0024392
Oakland Sanitary District WWTP | Oakland | #N/A | #N/A | #N/A | #N/A | MN0040631
Odessa WWTP | Odessa | 2 | 10000 | 11350 | 113 | MNG585099
Odin-Ormsby WWTP | Odin | #N/A | #N/A | #N/A | #N/A | MNG585369
Ogema WWTP | Ogema | #N/A | #N/A | #N/A | #N/A | MNT049794
Ogilvie WWTP | Ogilvie | 2.75 | 119571 | 39500 | 388 | MN0021997
Okabena WWTP | Okabena | 4 | 20700 | 13500 | 188 | MN0050288
Oklee WWTP | Oklee | 7 | 61072 | 5259 | 435 | MNG585038
Olivia WWTP | Olivia | 24 | 347044 | 233204 | 2484 | MN0020907
Onamia WWTP | Onamia | 4 | 286750 | -4000 | 878 | MN0052906
Order of Saint Benedict WWTP | Collegeville | #N/A | #N/A | #N/A | #N/A | MN0022411
Oronoco WWTP | Oronoco | #N/A | #N/A | #N/A | #N/A | MN0071421
Orr WWTP | Orr | 3 | 69165 | 13010 | 267 | MN0024422
Ortonville WWTP | Ortonville | 24 | 170716 | 0 | 1915 | MNG585151
Osakis WWTP | Osakis | #N/A | #N/A | #N/A | #N/A | MN0020028
Oslo WWTP | Oslo | 4 | 57500 | 21000 | 330 | MNG585379
Ostrander WWTP | Ostrander | #N/A | #N/A | #N/A | #N/A | MN0024449
Otsego East WWTP | Otsego | 90 | 2400000 | 4700000 | 17500 | MN0064190
Otsego WWTP West | Otsego | 68.5 | 1289632 | 994490 | 19966 | MN0066257
Owatonna WWTP | Owatonna | 130 | 2600000 | 40000 | 25599 | MN0051284
Palisade WWTP | Palisade | #N/A | #N/A | #N/A | #N/A | MN0050997
Pawnee WWTP | Pawnee | 100 | #N/A | #N/A | #N/A
Pease WWTP | Pease | #N/A | #N/A | #N/A | #N/A | MNG585167
Pelican Rapids WWTP | Pelican Rapids | 14 | 739108 | 1248704 | 2510 | MN0022225
Pemberton WWTP | Pemberton | 3 | 23000 | 20000 | 247 | MNG585075
Pennock WWTP | Pennock | 0 | 550 | 0 | 516 | MNG585104
Perley WWTP | Perley | 1 | 0 | 0 | 92 | MNG585326
Peterson WWTP | Peterson | 2 | 19550 | 20000 | 199 | MN0024490
Pillager WWTP | Pillager | 6 | 51138 | 38000 | 469 | MNG585209
Pine City WWTP | Pine City | #N/A | #N/A | #N/A | #N/A | MN0021784
Pine Island WWTP | Pine Island | 24 | 628100 | 0 | 3318 | MN0024511
Pine River Area Sanitary District | Pine River | #N/A | #N/A | #N/A | #N/A | MN0046388
Pipestone WWTP | Pipestone | 36 | 601898 | 665105 | 4317 | MN0054801
Plainview-Elgin Sanitary District WWTP | Plainview-Elgin | 24 | 942485 | 2969061 | #N/A | MN0055361
Plainview-Elgin Sanitary District WWTP | Plainview | 16 | 985571 | 41189 | 3340 | MN0055361
Plainview-Elgin Sanitary District WWTP | Elgin | 8 | 184500 | 45000 | 1089 | MN0055361
Plummer WWTP | Plummer | #N/A | #N/A | #N/A | #N/A | MNG585327
Porter WWTP | Porter | 4 | 16000 | 14000 | 183 | MNG585128
Preston WWTP | Preston | 12 | 301372 | 67506 | 1325 | MN0020745
Princeton WWTP | Princeton | #N/A | #N/A | #N/A | #N/A | MN0024538
Prinsburg WWTP | Prinsburg | 3.5 | 61261 | 6094 | 520 | MN0063932
Racine WWTP | Racine | #N/A | #N/A | #N/A | #N/A | MN0024554
Randall WWTP | Randall | 5 | 106885 | 69000 | 650 | MN0024562
Raymond WWTP | Raymond | #N/A | #N/A | #N/A | #N/A | MNG585197
Red Lake Falls WWTP | Red Lake Falls | 12 | 0 | 95000 | 1427 | MNG585161
Red Wing WWTP | Red Wing | 130 | 4838599 | 456953 | 16459 | MN0024571
Redwood Falls WWTP | Redwood Falls | 39 | 751459 | 94236 | 5254 | MN002041
Remer WWTP | Remer | 5 | 84457 | 21280 | 370 | MNG585210
Renville WWTP | Renville | 18 | 443712 | 204279 | 1287 | MN0020737
Revere WWTP | Revere | #N/A | #N/A | #N/A | #N/A | MNG585114
Rice WWTP | Rice | 5 | 185500 | 8060 | 1275 | MN0056481
Rich Prairie Sewer Treatment Facility | Pierz | #N/A | #N/A | #N/A | #N/A | MNG585211
Richmond WWTP | Richmond | 9 | 595659 | 373720 | 1422 | MN0024597
Riverbend Mobile Home Park WWTP | Otsego | 90 | 2400000 | 4700000 | 17500 | MN0042251
Rochester WWTP/Water Reclamation Plant | Rochester | 489 | 11940063 | 9705497 | 111000 | MN0024619
Rockford WWTP | Rockford | 20 | 379576 | 289661 | 4316 | MN0024627
Rogers WWTP | Rogers | 61 | 523750 | 0 | 12539 | MN0029629
Rollingstone WWTP | Rollingstone | 4 | 0 | 25643 | 664 | MNG585078
Rose Creek WWTP | Rose Creek | 3 | 89194 | 15224 | 394 | MN0024651
Roseau WWTP | Roseau | #N/A | #N/A | #N/A | #N/A | MN0024643
Rothsay WWTP | Rothsay | #N/A | #N/A | #N/A | #N/A | MNG585064
Round Lake WWTP | Round Lake | #N/A | #N/A | #N/A | #N/A | MNG585198
Royalton WWTP | Royalton | 5 | 169938 | 115500 | 1242 | MN0020460
Rush City WWTP | Rush City | 15 | 600000 | 285000 | 3074 | MNG585212
Rushford WWTP | Rushford | 15 | 361500 | 176550 | 1772 | MN0024678
Rushmore WWTP | Rushmore | 5 | 0 | 0 | 342 | MNG585201
Russell WWTP | Russell | 3 | 32732 | 0 | 338 | MNG585062
Ruthton WWTP | Ruthton | 2 | 26100 | 0 | 241 | MNG585105
Sabin WWTP | Sabin | #N/A | #N/A | #N/A | #N/A | MNG585133
Sacred Heart WWTP | Sacred Heart | 5 | 127750 | 80750 | 548 | MN0024708
Saint Clair WWTP | Saint Clair | 4 | 86400 | 153600 | 868 | MN0024716
Saint Cloud Nutrient Energy and Water Recovery Facility | Saint Cloud | 296 | 7313400 | 2066113 | 67056 | MN0040878
Saint Francis WWTP | Saint Francis | 19 | 988150 | 951606 | #N/A | MN0021407
Saint George District Sewer System | Gibbon | #N/A | #N/A | #N/A | #N/A | MN0064785
Saint Hilaire WWTP | Saint Hilaire | #N/A | #N/A | #N/A | #N/A | MNG585334
Saint James WWTP | Saint James | 29 | 1855000 | 710172 | 4605 | MN0024759
Saint Leo WWTP | Saint Leo | 2 | 34338 | 8140 | 100 | MN0024775
Saint Martin WWTP | Saint Martin | 4 | 12000 | 17500 | 308 | MN0024783
Saint Michael WWTP | Saint Michael | 94 | 1487340 | 303325 | 17565 | MN0020222
Saint Peter WWTP | Saint Peter | 59 | 3300000 | 900000 | 11758 | MN00022535
Sanborn WWTP | Sanborn | #N/A | #N/A | #N/A | #N/A | MNG585115
Sandstone WWTP | Sandstone | #N/A | #N/A | #N/A | #N/A | MN0056910
Sargeant WWTP | Sargeant | 1 | 4000 | 0 | 61 | MNG585214
Sauk Centre WWTP | Sauk Centre | 33 | 378778 | 455721 | 4435 | MN0024821
Searles WWTP | Searles | 3 | 25000 | 28000 | 171 | MNG585080
Sebeka WWTP | Sebeka | 6 | 62170 | 35500 | 711 | MN0024856
Serpent Lake WWTP | Crosby | #N/A | #N/A | #N/A | #N/A | MNG585215
Shafer WWTP | Shafer | 6 | 74164 | 103774 | 1089 | MN0030848
Shelly WWTP | Shelly | 2 | 8000 | 20500 | 185 | MNG585227
Sherburn WWTP | Sherburn | 13 | 230245 | 71410 | 1137 | MN0024872
Shetek Area Water & Sewer District WWTP | Murray Township | #N/A | #N/A | #N/A | #N/A | MN0070947
Shorewood Park Sanitary District | Rush City | 15 | 600000 | 285000 | 3074 | MNG580216
Silver Bay WWTP | Silver Bay | 40 | 509600 | 32000 | 1868 | MN0024899
Silver Creek Town WWTP | Two Harbors | 20 | 1624363 | 109673 | 3745 | MN0063908
Silver Lake WWTP | Silver Lake | 9 | 116289 | 5532 | 837 | MNG585164
Slayton WWTP | Slayton | #N/A | #N/A | #N/A | #N/A | MNG585191
Sleepy Eye WWTP | Sleepy Eye | 25 |  |  |  | MNG585041
Sobieski WWTP | Swan River | #N/A | #N/A | #N/A | #N/A | MNG585217
Spring Grove WWTP | Spring Grove | 16 | 180000 | 42000 | 1330 | MN0021440
Spring Prairie Colony | Hawley | 11 | 220000 | 41700 | 2067 | MNG585387
Spring Valley WWTP | Spring Valley | 27 | 405500 | 21000 | 2476 | MN0051934
Springfield WWTP | Springfield | 12 | 396203 | 63642 | 2027 | MN0024953
Springsteel Island Sanitary District | Warroad | 26 | 390000 | 0 | 1781 | MN0068322
Staples WWTP | Staples | 22 | 411238 | 91875 | 2981 | MN0024988
Starbuck WWTP | Starbuck | 10 | 279216 | 69000 | 1302 | MN0021415
Starland Hutterian Brethren Inc | Gibbon | 8 | 92000 | 31000 | 772 | MN0067334
Steen WWTP | Steen | 2 | 21512 | 0 | 180 | MNG585199
Stephen WWTP | Stephen | 7 | 75926 | 64308 | 646 | MNG585162
Stewart WWTP | Stewart | 4 | 131740 | 100817 | 571 | MN0053210
Stewartville WWTP | Stewartville | 31 | 1456806 | 163350 | 6189 | MN0020681
Stockton WWTP | Stockton | 3 | 100000 | 0 | 712 | MNG585079
Storden WWTP | Storden | #N/A | #N/A | #N/A | #N/A | MNG585106
Sunburg WWTP | Sunburg | 2 | 27113 | 36980 | 100 | MNG585125
Swanville WWTP | Swanville | 4 | 53294 | 0 | 350 | MN0020109
Tamarack WWTP | Tamarack | 3 | 21000 | 0 | 94 | MN0064564
Taunton WWTP | Taunton | 2 | 42029 | 0 | 139 | MNG585090
Taylors Falls WWTP | Taylors Falls | #N/A | #N/A | #N/A | #N/A | MNG585218
Terrace Point Development WWTP | Grand Marais | 16 | 621000 | 210000 | 1351 | MN0057436
Thief River Falls WWTP | Thief River Falls | 43 | 834100 | 73251 | 8573 | MN0021431
Tower/Breitung WWTP | Soudan | #N/A | #N/A | #N/A | #N/A | MNG585186
Tracy WWTP | Tracy | 25 | 39596 | 266044 | 2163 | MN0021725
Trimont WWTP | Trimont | 8 | 253232 | 98800 | 747 | MN0022071
Trosky WWTP | Trosky | #N/A | #N/A | #N/A | #N/A | MN0071633
Truman WWTP | Truman | 8 | 269405 | 23838 | 1115 | MNG640129
Twin Lakes WWTP | Twin Lakes | #N/A | #N/A | #N/A | #N/A | MNG585042
Twin Valley WWTP | Twin Valley | 7 | 60000 | 73000 | 821 | MNG585137
Two Harbors WWTP | Two Harbors | 20 | 1624363 | 109673 | 3745 | MN0022250
Tyler WWTP | Tyler | 10 | 133000 | 40000 | 1127 | MNG585116
Ulen WWTP | Ulen | 4 | 46242 | 83020 | 547 | MNG585088
Upsala WWTP | Upsala | 6 | 73000 | 35000 | 427 | MNG585053
Urbank WWTP | Urbank | 2 | 21750 | 5800 | 54 | MNG585343
USCOE Crosslake Recreation Area WWTP | Crosslake | 3 | 641545 | 285000 | 2500 | MN0021491
USCOE Leech Lake Rec Area WWTP | Federal Dam | #N/A | #N/A | #N/A | #N/A | MN0110027
Utica WWTP | Utica | 3 | 50000 | 0 | 291 | MN0022055
Vergas WWTP | Vergas | 4 | 121557 | 44350 | 331 | MN0025097
Vermillion WWTP | Vermillion | #N/A | #N/A | #N/A | #N/A | MN0025101
Vernon Center WWTP | Vernon Center | 3 | 57230 | 46500 | 332 | MN0030490
Vesta WWTP | Vesta | 3 | 18650 | 12990 | 296 | MNG585043
Viking WWTP | Viking | #N/A | #N/A | #N/A | #N/A | MNG585370
Virginia WWTP | Virginia | 73 | 729371 | 949428 | 8712 | MN0030163
Wabasha WWTP | Wabasha | 24 | 286181 | 443000 | 2521 | MN0025143
Wabasso WWTP | Wabasso | 4 | 91803 | 43350 | 696 | MN0025151
Wadena WWTP | Wadena | 28 | 1101606 | 2304844 | 4088 | MN0020672
Wahkon WWTP | Wahkon | 4 | 103000 | 83859 | 206 | MNG585051
Waldorf WWTP | Waldorf | 2 | 34900 | 64112 | 225 | MN0021849
Walnut Grove WWTP | Walnut Grove | 7 | 67298 | 33831 | 871 | MN0021776
Walters WWTP | Walters | #N/A | #N/A | #N/A | #N/A | MNG585223
Waltham WWTP | Waltham | #N/A | #N/A | #N/A | #N/A | MNG585380
Wanamingo WWTP | Wanamingo | 7 | 279597 | 0 | 1086 | MN0022209
Wanda WWTP | Wanda | #N/A | #N/A | #N/A | #N/A | MNG585126
Warba WWTP | Warba | 2 | 21300 | 0 | 178 | MNG585345
Warren WWTP | Warren | 16 | 147171 | 69000 | 1563 | MNG585073
Warroad WWTP | Warroad | 26 | 390000 | 0 | 1781 | MN0025194
Waseca WWTP | Waseca | 52 | 1857951 | 692160 | 9410 | MN0020796
Watertown WWTP | Watertown | 26 | 860000 | 145000 | 4451 | MN0020940
Waterville WWTP | Waterville | 30 | 700000 | 286000 | 1868 | MN0025208
Waubun WWTP | Waubun | 10 | 31320 | 62000 | 400 | MNT022110
Welcome WWTP | Welcome | 9 | 120007 | 98960 | 686 | MN0021296
Wells-Easton-Minnesota Lake WWTP | Wells-Easton-Minnesota Lake | 80.8 |  |  |  | MN0025224
Wells-Easton-Minnesota Lake WWTP | Wells | 32 | 569793 | 147000 | 2343 | MN0025224
Wells-Easton-Minnesota Lake WWTP | Easton | 2 | 40600 | 0 | 192 | MN0025224
Wells-Easton-Minnesota Lake WWTP | Minnesota Lake | 47 | 111673 | 0 | 687 | MN0025224
Wendell WWTP | Wendell | #N/A | #N/A | #N/A | #N/A | MNG585153
West Concord WWTP | West Concord | 7 | 112698 | 104477 | 861 | MN0025241
Westbrook WWTP | Westbrook | 6 | 125100 | 0 | 733 | MNG585127
Wheaton WWTP | Wheaton | #N/A | #N/A | #N/A | #N/A | MNG585044
Whitewater River Regional WWTP | Saint Charles | #N/A | #N/A | #N/A | #N/A | MN0046868
Williams WWTP | Williams | 3 | 68180 | 0 | 185 | MNG585388
Willmar WWTP | Willmar | 115 | 3002198 | 4871453 | 19610 | MN0025259
Willow River WWTP | Willow River | 26 | 23500 | 35887 | 415 | MN0021971
Wilmont WWTP | Wilmont | 3 | 50000 | 0 | 339 | MNG585200
Windom WWTP | Windom | 42 | 2066043 | 1122179 | 4646 | MN0022217
Winger WWTP | Winger | #N/A | #N/A | #N/A | #N/A | MNG585045
Winnebago WWTP | Winnebago | 27 | 460905 | 345874 | 1437 | MN0025267
Winona WWTP | Winona | #N/A | #N/A | #N/A | #N/A | MN0030147
Winsted WWTP | Winsted | 22 | 408339 | 544133 | 2296 | MN0021571
Winthrop WWTP | Winthrop | 6.44 | 502982 | 37125 | 1332 | MN0051098
Winton WWTP | Winton | 2 | 21243 | 0 | 170 | MNG585187
WLSSD WWTP | Duluth | 398 | 21233959 | 1609043 | 86211 | MN0049786
Wolf Lake WWTP | Wolf Lake | 2 | 17697 | 0 | 70 | MNG585226
Wood Lake WWTP | Wood Lake | 4 | 78717 | 19157 | 421 | MNG585107
Woodstock WWTP | Woodstock | 3 | 11600 | 18000 | 300 | MNG585192
Worthington WWTP | Worthington | 63 | 2611619 | 241356 | 13947 | MN0031186
Wykoff WWTP | Wykoff | 3 | 189675 | 51422 | 444 | MN0020826
Zimmerman WWTP | Zimmerman | 33 | 350000 | 418000 | 5228 | MN0042331
Zumbro Falls WWTP | Zumbro Falls | #N/A | #N/A | #N/A | #N/A | MN0051004
Zumbrota WWTP | Zumbrota | 22 | 450000 | 150000 | 3333 | MN0025330

## Ratio analysis
Financial impact analysis
If your wastewater treatment plant or drinking water plant services a large private sector industrial facility which uses more than 10% of all water treated by the treatment plant, EPA guidance recommends that additional evidence regarding economic impact to these firms be submitted with your variance request.
Enter the company's financial information below to provide a description of the financial conditions in terms of profitability, liquidity, solvency, and leverage.
Unlike the method of determining substantial impacts to public facilities, the determination of substantial impact to private firms is not clear-cut or precisely numerically-based. The Profit Test should be used first. If the Profit Test result indicates a significant decrease of profitability, especially compared to the industry average, the impacts could be considered substantial. There is no percentage threshold that can be used for all cases, however. If the Profit Test does not show substantial impact, move on to the Secondary ratios to provide evidence for substantial impact.
Profit test |  | Enter corrections into this column:
Profitability
Current Earnings before taxes
Current Revenues
Current Profit Test result
Portion of total user fees currently paid by producer | 100%
Annual compliance costs to industrial producer | 0
Predicted post-compliance Profit Test result
Median profit test for similar firms in the industry
Evaluation
Secondary ratio tests
Liquidity (Current ratio)
Value of current assets:
Inventories
Prepaid expenses
Short term investment
Accounts receivable
Marketable securities
Cash
Other
Total | 0
Value of current liabilities
Accounts payable
Wages payable
Short term notes payable
Accrued expenses
Taxes
Current portion of long term debt
Total | 0
Current Ratio
Evaluation
Solvency (Beaver's ratio)
Cash flow (do not remove depreciation from cash flow)
Total debt
Beaver's Ratio
Evaluation
Leverage
Long-term liabilities
Owners' equity
Debt/equity ratio
Median ratio for other firms in the industry
Evaluation

## Disproportionate impacts
Disproportionate impacts and environmental justice
The Class 4A wild rice sulfate water quality standard is intended to be protective of waters used for the production of wild rice, a culturally significant plant long used to support Indigenous communities. The effluent limits derived for your facility are protective of this standard and of downstream wild rice stands. Although protecting wild rice is critical, the socioeconomic burdens associated with infrastructure improvement costs necessary to meet water quality standards are not usually distributed equitably among sewer users, nor are the benefits of clean water shared by all community members when treated water is discharged downstream of the community. Use this tab to describe any ways in which installing end-of-pipe RO or other treatment alternatives to remove sulfate may have negative impacts to overburdened populations served by your facility.
What is the percentage of households in your community within 150% of the federal poverty line? |  | 33.71% | Note: this value is automatically populated based on 2020 Census information from your chosen municipality. You may change it manually if you believe this value is incorrect. If you do change this value, cite your source.
Describe how people experiencing povery, People of Color, Indigenous people, and/or otherwise overburdened populations served by your facility may be disproportionately affected by pollution control costs for sulfate.
| Additional information about environmental justice areas in Minnesota can be found on the MPCA's website at |  |  | https://mpca.maps.arcgis.com/apps/MapSeries/index.html?appid=f5bf57c8dac24404b7f8ef1717f57d00

## Results
Eligibility results
Ada WWTP
|  | Treatment alternative |  |  | End-of-pipe reverse osmosis with evaporation and crystallization
|  | Projected capital costs for your community: |  |  | 23928983.76
|  | Projected annual cost per household: |  |  | 2227.261
|  | Your Municipal Preliminary Screener estimate: |  |  | 4.497%
|  | Your Secondary Score estimate: |  |  | 2
|  | Preliminary eligibility: |  |  | Eligible
How eligibility is determined:
Municipal Screener
|  | Less than 1 percent | Between 1 and 2 percent | Greater than 2 percent
Secondary score |  | Uncertain - low cost and low affordability | Eligible | Eligible
Less than 1.5
|  | Unlikely to be Eligible | Uncertain - medium cost and medium affordability | Eligible
Between 1.5 and 2.5
|  | Unlikely to be Eligible | Unlikely to be Eligible | Uncertain - high cost but high affordability
Greater than 2.5