## START HERE
Instructions: After reading the instructions document, Instructions on Eligibility tool for streamlined chloride variance approach (wq-wwprm2-17a), please submit this Eligibility tool for Streamlined Chloride Variance Approach form (wq-wwprm2-17) electronically via email to the Minnesota Pollution Control Agency (MPCA) at:
WQSVariances.MPCA@state.mn.us
Questions: If you have any questions regarding the eligibility tool or the instructions, contact the MPCA Variance Coordinators:
WQSVariances.MPCA@state.mn.us
Before using this eligibility tool, confirm that you have read the following statements
I recognize that this spreadsheet is a screening tool. The variance eligibility results in this tool are preliminary and subject to final review by the MPCA and U.S. Environmental Protection Agency (EPA).
The compliance costs calculated in this tool are preliminary and are only useful for high level cost analysis. Actual compliances costs might be different for your facility.
This tool assumes that chloride source reduction is the best strategy for reducing chloride loads appearing at a wastewater treatment plant (WWTP). By using this calculator I’m agreeing to the default source reduction strategy found in the guidance document to this calculator. This strategy is summarized below:
1. Building a centralized lime softening treatment plant to provide soft water to users.
2. Taking point-of-entry off line to reduce salt loading to the WWTP.
There are no industrial users in the wastewater collection network that are contributing to high effluent chloride concentrations.
Inflow and infiltration of road salt into the wastewater collection network is not a significant reason for high effluent chloride concentrations.
By agreeing to a variance, I agree to final and interim chloride permit limits. I acknowledge that a variance is temporary and that I will develop a chloride management plant that will allow my facility to come into compliance with the final chloride limits.
I commit to taking no action that would increase the chloride loading to the WWTP during the term of the variance and complying with my interim chloride limit.
The capital cost calculations are not necessarily accurate for drinking water facilities greater than 4.5 million gallons per day capacity.
I have read and understood the above statements.
Note on B17: If there are significant industrial users discharging to the WWTP, a hybrid public and private sector approach to the variance process is possible. Please communicate that to us at the MPCA, and see the Ratio Analysis tab in this worksheet.
Eligibility tool for streamlined
chloride variance approach
Wastewater Permit Program
Doc Type: Variance Request Forms & Submittals
wq-wwprm2-17 (Revised 10/2/23)

## Instructions
Evaluating substantial and widespread economic and social impacts for chloride variance eligibility
Purpose
The purpose of this spreadsheet is to help municipalities implement the recommendations in EPA's Interim Economic Guidance for Water Quality Standards, Workbook (1995) to assess their eligibility for a chloride variance. State regulations allow a variances to water quality-based effluent limit based on a state water quality standard if such a limit would result in substantial and widespread economic and social impacts (Minn. R. 7050.0190 subp. 4, item A (6)). These rules reflect federal requirements found at 40 CFR 131.14, adopted in February 2016. The EPA developed guidance (EPA-823-B-95-002 Interim Economic Guidance for Water Quality Standards, Workbook (1995)) to help states, tribes, and stakeholders evaluate the potential for substantial and widespread economic and social impacts (hereafter termed “The Guidance”). The Guidance recommends methods for calculating socioeconomic and financial indicators and ways to evaluate and interpret them. The spreadsheet allows the municipality to choose the name of the local wastewater treatment plant and automatically populates publicly available data necessary to calculate the scores used for assessing substantial impacts. Only facilities with reasonable potential to exceed chloride standards are included in this list. For facilities serving multiple major communities, there is a different version of the tool which evaluates variance eligibility for each community. The user must then insert information about the municipality's current costs of drinking water and wastewater treatment and infrastructure. When all of the necessary information has been provided, the spreadsheet automatically calculates the Municipal Preliminary Screener and the Secondary Score, which determines the eligibility. The spreadsheet also allows the user to provide descriptive evidence of how the pollution control costs would have a widespread impact on the economic conditions of the community. Below are general instructions on how to use this spreadsheet. The worksheet tabs along the bottom of the screen represent a number of different dataset from which the calculator pulls information about the selected municipality. Only the tab named "Interface" requires any input from the user. The user is welcome to browse the dataset and calculations tabs if they are curious about how the scores are estimated.
Instructions
Go to the Interface - Substantial Impacts tab. Under Step 1, find the name of your wastewater treatment plant from the drop down menu. You can also begin typing in the box to search for the name of your WWTP. Verify the information that was automatically populated with information publicly available about the relevant municipality. If you have more recent or specific information, you may manually overwrite the values that were automatically populated by typing the new value in the cell directly to the right of the autopopulated cell. After inserting the necessary information, the calculator will present the Municipal Preliminary Screener and the Secondary Score in the blue box on the Results tab. Below the estimates for the two indices, the calculator will also output whether the municipality is eligibile or unlikely to be eligible for a variance, or whether the eligibility is uncertain. This is determined using the values of the Municipal Preliminary Screener and the Secondary Score to assess where in the Substantial Impact Matrix the municipality falls. Though widespread impacts are not the main purpose of this screening tool, the spreadsheet provides additional opportunities for the user to begin the process of building a case for a variance beyond the eligiblity tool. Federal rules require that variances are granted only if the negative impacts are "substantial and widespread". Widespread effects are not easily condensed into indices in the way that substantial impacts are. In order to determine whether or not the impacts are widespread, go to the "Widespread impacts" tab and describe as specifically as possible the indirect effects on the economic health of the community as a result of immediate pollution control compliance. This exercise is for the benefit of the municipality to begin considering widespread impacts. If your eligibility result for substantial impacts is Uncertain or Unlikely, and you believe that compliance would be too costly or infeasible for your community, you will have an opportunity to submit additional evidence. On the "Additional evidence" tab, answer as many of the questions as you can to describe the substantial and widespread impact that compliance will have on your community. Use quantitative measures whenever possible.

## Interface - Substantial impact
Interface - Substantial impact
|  |  |  | STEP 1 |  | Please find your wastewater treatment plant name from the drop-down list:
|  |  |  | STEP 2 |  | Please verify the following information: |  | Enter corrections in this column:
| Wastewater treatment plant you've selected: | [5 empty] | Adrian WWTP
| Corresponding municipality you've selected: | [5 empty] | Adrian
Demographic information
[5 empty] | Median household income |  | 49643
[5 empty] | Unemployment rate |  | 2.6
[5 empty] | Number of households |  | 502
Municpal Characteristics
Bond rating | [6 empty] | A
Overall net debt as percent of total market value of taxable property: | [6 empty] | Not available
Property tax revenues as a percent of total market value of taxable property: | [6 empty] | 1.176%
Estimated miles of current drinking water pipes: | [6 empty] | 12.9412
Current operating and maintenance costs of your local drinking water treatment plant: | [6 empty] | 186531
Does not include depreciation
Current operating and maintenance costs of your local wastewater treatment plant: | [6 empty] | 108072
Does not include depreciation
Debt service in 2014 for your local drinking water treatment plant: | [6 empty] | 0
Debt service in 2014 for your local wastewater treatment plant: | [6 empty] | 0
Economic Assumptions:
Assumed payback period (years): | [6 empty] | 20
Interest rate according to market rate in January 2016: | [6 empty] | 3.5%
|  |  |  | STEP 3 |  | Please enter the following information:
Number of households who are not hooked up to drinking water*:
Property tax collection rate*:
Percent of wastewater treatment user fees from residences*:
Additional capital costs:
Estimate of additional operating and maintenance costs post-project at drinking water treatment plant:
Anticipated grant funding:
*Required
Note on A48: This value should be the number of households currently connected to the WWTP but are using private wells and in home ion exchange softeners. In order for the proposed soluion to work, these households must be connected to the centralized drinking water network.
Note on A52: If one industrial producer represents more than 10% of all water treatment fees, see the Ratio analysis tab.

## Results
Eligibility results
Adrian WWTP
|  | Softening systems |  | Lime Softening | Reverse Osmosis |  | End of Pipe Reverse Osmosis
|  | Projected capital costs for your community: |  | 8000000 | 1728686.6 |  | 20750202.8
|  | Projected annual cost per household: |  | 140.7222 |  | 140.7222 | 10661.2495
|  | Your Municipal Preliminary Screener estimate: |  | 0.2835% | 0.2835% |  | 21.48%
|  | Your Secondary Score estimate: |  | 2 | 2 |  | 2
|  | Eligibility: |  | Unlikely to be Eligible | Unlikely to be Eligible |  | Eligible
How eligibility is determined:
Municipal Screener
|  | Less than 1 percent | Between 1 and 2 percent | Greater than 2 percent
Secondary score
Secondary score |  | Uncertain - low cost and low affordability | Eligible | Eligible
Less than 1.5
|  | Unlikely to be Eligible | Uncertain - medium cost and medium affordability | Eligible
Between 1.5 and 2.5
|  | Unlikely to be Eligible | Unlikely to be Eligible | Uncertain - high cost but high affordability
Greater than 2.5
Preliminary Chloride limits (subject to change on updated effluent limits review)
|  | Reasonable Potential: |  | Yes
|  | Design Flow (MGD): |  | 0.111
|  | 7Q10: |  | 0.1
|  | Daily Limit: |  | 472.8412
|  | Monthly Average Limit: |  | 380.2145
|  | Maximum Reported Value: |  | 916
|  | Median Reported Value: |  | 785

## Interface - Widespread impacts
Widespread impact
This worksheet allows the user to provide descriptive evidence that pollution control for chloride will have an adverse effect on the socioeconomic conditions of their community. Whenever possible, provide evidence using quantitative measures. |  | Examples:
Define the relevant geographic area.
| Describe how pollution control costs will adversely affect employment, median income, and/or the poverty rate in your community. | The pollution control costs would disproportionately affect users with incomes below the median household income. This is because users with lower incomes would be paying a higher percentage of their disposable income than users with larger disposable income. This could conceivably increase the poverty rate in the community. The unemployment rate could conceivably increase because there would be less cumulative disposable income in the local community available for circulation with the local economy.
| Describe how pollution control costs will affect tax revenues, demand for social services, and/or property values. | Point-of-entry water softeners are included in the assessment of a properties value. For example, a point-of-entry water softener is typically included in the sale price of a residence as an essential asset of the property. Consequently, there exists the potential for a residence to be asssessed at a lower value when a point-of-entry water softener is removed. This collective devaluation of property values could negatively impact property tax revenues.
| Describe how pollution control will affect local community development and infrastructure. | The pollution control measures could cause the local community to increase liabilities. The additional liabilities could decrease expenditures on non-water infrastructure and thus decrease community involvement.

## Municipal screener data (hidden)
NAME | Facility | mhhi_measu | mhhi_error | mhhi_SE | Unemploy_r | ttl_houses | poverty150 | NAME | People per square mile | Households per square mile | mhhi 2014 | households 2014 | Unemployment
Ada |  | 34668 | 2851 | 1733.1307 | 8 | 492 | 0.30687 | Ada | 1226.5 | 601.4 | 37143 | 726 | 9.1
Adams |  | 36500 | 8414 | 5114.8936 | 5.4 | 245 | 0.17025 | Adams | 12.9 | 4.6 | 39792 | 295 | 4.9
Adrian |  | 48375 | 5381 | 3271.1246 | 4 | 439 | 0.23368 | Adrian | 4.1 | 2.5 | 49643 | 502 | 2.6
Afton |  | 103897 | 12426 | 7553.7994 | 4.7 | 1041 | 0.095552 | Afton | 115.2 | 45.6 | 100341 | 1133 | 5.4
Aitkin |  | 30893 | 10356 | 6295.4407 | 5.9 | 576 | 0.37948 | Aitkin | 26.6 | 15.9 | 30491 | 1105 | 7.3
Akeley |  | 38750 | 10851 | 6596.3526 | 8.4 | 124 | 0.36413 | Akeley | 17.6 | 14.1 | 36667 | 148 | 11.2
Albany |  | 55481 | 8188 | 4977.5076 | 3.4 | 788 | 0.13429 | Albany | 26.9 | 9.6 | 53715 | 1135 | 4
Albert Lea |  | 36784 | 1487 | 903.9514 | 6.2 | 5742 | 0.29503 | Albert Lea | 26.9 | 9.6 | 37576 | 8041 | 6.4
Alberta |  | 48542 | 12442 | 7563.5258 | 10.4 | 41 | 0.06422 | Alberta | 384.4 | 190.3 | 65625 | 41 | 11.1
Albertville |  | 95788 | 8265 | 5024.3161 | 8.6 | 1871 | 0.042254 | Albertville | 1611.4 | 569.1 | 96896 | 2161 | 7.9
Alden |  | 49219 | 9129 | 5549.5441 | 6.7 | 235 | 0.15385 | Alden | 6 | 3.2 | 52750 | 255 | 6.1
Aldrich |  | 53125 | 35372 | 21502.7356 | 0 | 15 | 0.33333 | Aldrich | 12.4 | 5.5 | 53333 | 30 | 0
Alexandria |  | 36912 | 2525 | 1534.9544 | 8.8 | 5298 | 0.29664 | Alexandria | 200.1 | 85.9 | 39167 | 5530 | 6.6
Alpha |  | 155313 | 101676 | 61809.1185 | 0 | 84 | 0.05283 | Alpha | 675.2 | 337.6 | 143750 | 78 | 0
Altura |  | 63333 | 13976 | 8496.0486 | 4.6 | 158 | 0.068966 | Altura | 165.5 | 63.1 | 61875 | 175 | 5.8
Alvarado |  | 42813 | 7990 | 4857.1429 | 4.6 | 114 | 0.31421 | Alvarado | 1677.1 | 817.8 | 45385 | 172 | 3.7
Amboy |  | 40833 | 4663 | 2834.6505 | 8.7 | 205 | 0.27528 | Amboy | 4.6 | 2.2 | 42159 | 241 | 5.9
Andover |  | 90755 | 3261 | 1982.3708 | 5.9 | 9328 | 0.073152 | Andover | 3.4 | 1.4 | 93314 | 10131 | 5.2
Annandale |  | 53155 | 9563 | 5813.3739 | 6.4 | 1004 | 0.25897 | Annandale | 14.2 | 7.8 | 46848 | 1290 | 5.1
Anoka |  | 48503 | 2549 | 1549.5441 | 7.9 | 3912 | 0.22763 | Anoka | 2560 | 1119 | 47408 | 7247 | 6.9
Apple Valley |  | 80378 | 4612 | 2803.6474 | 6.2 | 15417 | 0.11277 | Apple Valley | 6.7 | 3.2 | 80609 | 19284 | 5.8
Appleton |  | 34000 | 5760 | 3501.5198 | 4.4 | 471 | 0.30043 | Appleton | 6.6 | 3.3 | 33214 | 692 | 9.2
Arco |  | 31250 | 32075 | 19498.4802 | 0 | 28 | 0.3662 | Arco | 117.2 | 79.7 | 24583 | 45 | 0
Arden Hills |  | 81400 | 7985 | 4854.1033 | 9.3 | 2713 | 0.10161 | Arden Hills | 1111.7 | 355.3 | 85028 | 3023 | 8
Argyle |  | 45703 | 9329 | 5671.1246 | 0 | 195 | 0.23933 | Argyle | 641.1 | 282.9 | 42500 | 274 | 0.4
Arlington |  | 42992 | 6708 | 4077.8116 | 8.2 | 595 | 0.34901 | Arlington | 15.7 | 6.2 | 40781 | 880 | 9.1
Ashby |  | 45341 | 8844 | 5376.2918 | 4.9 | 145 | 0.20444 | Ashby | 4.2 | 2.1 | 47125 | 203 | 3.6
Askov |  | 32083 | 13372 | 8128.8754 | 9 | 118 | 0.3421 | Askov | 287.7 | 148.6 | 32500 | 196 | 4.6
Atwater |  | 48667 | 5696 | 3462.614 | 5.4 | 340 | 0.27545 | Atwater | 1094.9 | 477.4 | 47102 | 433 | 5.1
Audubon |  | 51136 | 5193 | 3156.8389 | 7.9 | 128 | 0.30369 | Audubon | 16.9 | 9.2 | 49500 | 202 | 9.3
Aurora | [7 empty] | Aurora |  |  | 41185 | 767 | 7.9
Austin |  | 38979 | 3009 | 1829.1793 | 7.8 | 6549 | 0.32088 | Austin | 34.6 | 15.5 | 39890 | 9903 | 7.8
Avoca |  | 44583 | 30753 | 18694.8328 | 25.4 | 45 | 0.39844 | Avoca | 152.4 | 79.8 | 49500 | 50 | 13.5
Avon |  | 61023 | 5084 | 3090.5775 | 5.9 | 464 | 0.12355 | Avon | 71.8 | 28.9 | 69583 | 593 | 7.4
Babbitt |  | 37277 | 4517 | 2745.8967 | 9.3 | 551 | 0.23618 | Babbitt | 13.9 | 7.7 | 40000 | 722 | 11.2
Backus |  | 33958 | 6308 | 3834.6505 | 12.6 | 113 | 0.45783 | Backus | 409 | 299.4 | 33750 | 156 | 10
Badger |  | 44722 | 9132 | 5551.3678 | 4.8 | 175 | 0.21499 | Badger | 281.6 | 176.5 | 43750 | 238 | 3.5
Bagley |  | 31016 | 4742 | 2882.6748 | 13.5 | 344 | 0.40356 | Bagley | 713.9 | 376.9 | 32663 | 657 | 10.5
Balaton |  | 43631 | 2667 | 1621.2766 | 6 | 204 | 0.18149 | Balaton | 442.3 | 211.2 | 44886 | 241 | 5.2
Barnesville |  | 56728 | 5077 | 3086.3222 | 3.4 | 879 | 0.11802 | Barnesville | 4.2 | 1.8 | 52163 | 1027 | 4.5
Barnum |  | 39509 | 14348 | 8722.1884 | 4.4 | 151 | 0.24683 | Barnum | 23.6 | 14.2 | 44722 | 294 | 4
Barrett |  | 36667 | 7376 | 4483.8906 | 8.1 | 94 | 0.16279 | Barrett | 198.9 | 93.5 | 39375 | 128 | 7.9
Barry |  | 250001 | 0 | 0 | 16.7 | 7 | 0.35294 | Barry | 17 | 8 | - | 4 | 30
Battle Lake |  | 34559 | 5630 | 3422.4924 | 8.9 | 304 | 0.25193 | Battle Lake | 596.5 | 331.3 | 35714 | 398 | 7.5
Baudette |  | 39680 | 5196 | 3158.6626 | 3.6 | 335 | 0.22254 | Baudette | 35.5 | 22.5 | 39653 | 448 | 4.5
Baxter |  | 60770 | 6638 | 4035.2584 | 3.9 | 2093 | 0.14756 | Baxter | 5.6 | 2.3 | 58662 | 3094 | 5
Bayport |  | 55175 | 5789 | 3519.1489 | 13.3 | 867 | 0.1256 | Bayport | 1979.1 | 520 | 56620 | 1139 | 10.8
Beardsley |  | 30625 | 21964 | 13351.9757 | 0 | 73 | 0.22513 | Beardsley | 500 | 302.6 | 41250 | 98 | 1
Beaver Bay |  | 31875 | 20122 | 12232.2188 | 21.6 | 39 | 0.43636 | Beaver Bay | 3.4 | 3 | 38750 | 56 | 19
Beaver Creek |  | 48750 | 19080 | 11598.7842 | 0.6 | 98 | 0.22034 | Beaver Creek | 8 | 3.1 | 54792 | 125 | 0.5
Becker |  | 69714 | 13776 | 8374.4681 | 6.9 | 1087 | 0.13829 | Becker | 90.7 | 28.9 | 68333 | 1510 | 5.7
Bejou |  | 31250 | 20980 | 12753.7994 | 9.5 | 27 | 0.65263 | Bejou | 2.1 | 1.2 | 27083 | 35 | 11.8
Belgrade |  | 41518 | 11407 | 6934.3465 | 14 | 252 | 0.18351 | Belgrade | 608.8 | 298.7 | 33950 | 309 | 13
Belle Plaine |  | 67809 | 3696 | 2246.8085 | 5.6 | 2091 | 0.11425 | Belle Plaine | 608.8 | 298.7 | 70983 | 2413 | 6.4
Bellechester |  | 36250 | 22502 | 13679.0274 | 6.1 | 61 | 0.37037 | Bellechester | 567.9 | 256.4 | 53125 | 81 | 8.7
Bellingham |  | 31806 | 9301 | 5654.1033 | 5.6 | 73 | 0.1466 | Bellingham | 567.9 | 256.4 | 48333 | 70 | 10
Beltrami |  | 56250 | 14385 | 8744.6809 | 0 | 46 | 0.088235 | Beltrami | 567.9 | 256.4 | 58125 | 51 | 2.6
Belview |  | 35000 | 11463 | 6968.3891 | 3.9 | 130 | 0.25781 | Belview | 567.9 | 256.4 | 42000 | 168 | 6.2
Bemidji |  | 32953 | 2576 | 1565.9574 | 11.7 | 2920 | 0.40553 | Bemidji | 567.9 | 256.4 | 33197 | 5711 | 9.9
Bena |  | 26250 | 13983 | 8500.304 | 14.3 | 41 | 0.80153 | Bena | 567.9 | 256.4 | 30000 | 42 | 17
Benson |  | 46250 | 6752 | 4104.5593 | 3.7 | 1005 | 0.16715 | Benson | 567.9 | 256.4 | 48554 | 1531 | 1.9
Bertha |  | 29375 | 10665 | 6483.2827 | 15.3 | 155 | 0.32994 | Bertha | 567.9 | 256.4 | 33056 | 242 | 12.9
Bethel |  | 46250 | 14094 | 8567.7812 | 5.2 | 149 | 0.25877 | Bethel | 567.9 | 256.4 | 47500 | 156 | 4.8
Big Falls |  | 31667 | 6125 | 3723.4043 | 8.9 | 79 | 0.30601 | Big Falls | 567.9 | 256.4 | 27794 | 132 | 8.2
Big Lake |  | 67500 | 4779 | 2905.1672 | 6.4 | 2785 | 0.12531 | Big Lake | 567.9 | 256.4 | 63941 | 3373 | 6.7
Bigelow |  | 51250 | 24668 | 14995.7447 | 6.5 | 69 | 0.27698 | Bigelow | 567.9 | 256.4 | 60000 | 82 | 1.5
Bigfork |  | 24559 | 11306 | 6872.9483 | 13.5 | 116 | 0.35736 | Bigfork | 567.9 | 256.4 | 25556 | 194 | 16
Bingham Lake |  | 55625 | 26107 | 15870.5167 | 0 | 56 | 0.19412 | Bingham Lake | 567.9 | 256.4 | 45625 | 59 | 0
Birchwood Village |  | 90875 | 16173 | 9831.6109 | 5.7 | 290 | 0.055058 | Birchwood Village | 567.9 | 256.4 | 97361 | 377 | 5.7
Bird Island |  | 44861 | 6800 | 4133.7386 | 6 | 376 | 0.29167 | Bird Island | 567.9 | 256.4 | 46181 | 457 | 6.8
Biscay |  | 42188 | 8275 | 5030.3951 | 5.3 | 39 | 0.12871 | Biscay | 567.9 | 256.4 | 46250 | 35 | 10.5
Biwabik |  | 31202 | 6107 | 3712.462 | 13 | 395 | 0.35272 | Biwabik | 567.9 | 256.4 | 32432 | 548 | 16.9
Blackduck |  | 23542 | 8026 | 4879.0274 | 16.7 | 160 | 0.52316 | Blackduck | 567.9 | 256.4 | 25769 | 304 | 7.8
Blaine |  | 73385 | 2518 | 1530.6991 | 6.7 | 18592 | 0.11423 | Blaine | 567.9 | 256.4 | 73496 | 21881 | 6.6
Blomkest |  | 58125 | 24324 | 14786.6261 | 8.1 | 49 | 0.14286 | Blomkest | 152 | 69.7 | 57917 | 56 | 8.5
Blooming Prairie |  | 51477 | 10860 | 6601.8237 | 5.3 | 659 | 0.24004 | Blooming Prairie | 12.5 | 5.3 | 54417 | 781 | 4.5
Bloomington |  | 61820 | 2061 | 1252.8875 | 8 | 24936 | 0.16628 | Bloomington | 2390.1 | 1085.3 | 63053 | 36608 | 6.7
Blue Earth |  | 40538 | 6331 | 3848.6322 | 5.4 | 1013 | 0.33636 | Blue Earth | 11.9 | 5.3 | 41875 | 1447 | 3.7
Bluffton |  | 42500 | 12915 | 7851.0638 | 1.1 | 70 | 0.11211 | Bluffton | 14.6 | 5.7 | 41250 | 69 | 1.1
Bock |  | 27500 | 6130 | 3726.4438 | 14 | 25 | 0.48052 | Bock | 725 | 335.2 | 26667 | 46 | 14
Borup |  | 42222 | 19158 | 11646.2006 | 0 | 44 | 0.21094 | Borup | 440.3 | 204.1 | 43625 | 49 | 0
Bovey |  | 32019 | 4208 | 2558.0547 | 19 | 251 | 0.3394 | Bovey | 351.6 | 166.2 | 32841 | 369 | 15.9
Bowlus |  | 37143 | 5589 | 3397.5684 | 6.2 | 114 | 0.34829 | Bowlus | 232.6 | 97.9 | 38438 | 131 | 1.9
Boy River |  | 14205 | 2479 | 1506.9909 | 72.7 | 21 | 0.85294 | Boy River | 2.4 | 1.3 | 14028 | 23 | 61.5
Boyd |  | 24375 | 21136 | 12848.6322 | 6.6 | 57 | 0.61379 | Boyd | 2.4 | 1.3 | 30833 | 64 | 6.6
Braham |  | 42750 | 4848 | 2947.1125 | 7.1 | 449 | 0.35594 | Braham | 1113 | 468.6 | 42868 | 675 | 8.4
Brainerd |  | 29364 | 2083 | 1266.2614 | 11.9 | 2855 | 0.39433 | Brainerd | 1141.6 | 536.8 | 32169 | 5929 | 10.8
Brandon |  | 51071 | 9616 | 5845.5927 | 4.6 | 150 | 0.13288 | Brandon | 23.4 | 15.8 | 48750 | 199 | 1.5
Breckenridge |  | 46346 | 7036 | 4277.2036 | 4.2 | 973 | 0.17785 | Breckenridge | 12.2 | 4.4 | 43484 | 1483 | 2.3
Breezy Point |  | 58553 | 7034 | 4275.9878 | 9 | 778 | 0.10645 | Breezy Point | 177.7 | 136.1 | 62361 | 745 | 8
Brewster |  | 42656 | 5007 | 3043.769 | 7.1 | 151 | 0.20118 | Brewster | 346.9 | 159.9 | 47115 | 198 | 8.2
Bricelyn |  | 35250 | 9955 | 6051.6717 | 5.6 | 112 | 0.22616 | Bricelyn | 1245.3 | 672.1 | 31833 | 166 | 4.8
Brook Park |  | 38750 | 6068 | 3688.7538 | 14.3 | 65 | 0.23669 | Brook Park | 17.4 | 9.1 | 38333 | 60 | 15
Brooklyn Center |  | 46149 | 1965 | 1194.5289 | 9.3 | 7239 | 0.346 | Brooklyn Center | 17.4 | 9.1 | 45198 | 11135 | 8.9
Brooklyn Park |  | 64113 | 2525 | 1534.9544 | 9.2 | 18677 | 0.20391 | Brooklyn Park | 17.4 | 9.1 | 62656 | 26345 | 7.7
Brooks |  | 25417 | 18666 | 11347.1125 | 2 | 28 | 0.46154 | Brooks | 120.5 | 56.4 | 28750 | 62 | 1.8
Brookston |  | 31875 | 27059 | 16449.2401 | 9.3 | 26 | 0.43434 | Brookston | 257.8 | 71.3 | 39375 | 31 | 9.3
Brooten |  | 34625 | 2524 | 1534.3465 | 13.2 | 171 | 0.37025 | Brooten | 472.2 | 203.4 | 36094 | 247 | 13.9
Browerville |  | 45000 | 10899 | 6625.5319 | 7.1 | 238 | 0.26725 | Browerville | 745.8 | 345.5 | 42500 | 262 | 6.7
Browns Valley |  | 27143 | 5579 | 3391.4894 | 7.6 | 193 | 0.41056 | Browns Valley | 749.1 | 366.3 | 27330 | 273 | 10.6
Brownsdale |  | 49583 | 8160 | 4960.4863 | 6 | 239 | 0.30295 | Brownsdale | 749.1 | 366.3 | 51484 | 323 | 7
Brownsville |  | 54063 | 20391 | 12395.7447 | 4.3 | 174 | 0.13911 | Brownsville | 15.8 | 9.6 | 50750 | 221 | 5.4
Brownton |  | 47200 | 17493 | 10634.0426 | 3.6 | 262 | 0.11514 | Brownton | 1983.3 | 908.4 | 55694 | 307 | 4.2
Bruno |  | 33333 | 19309 | 11737.9939 | 18.2 | 28 | 0.5 | Bruno | 5.3 | 5.2 | 34167 | 34 | 9.4
Buckman |  | 50625 | 16438 | 9992.7052 | 8.1 | 74 | 0.18502 | Buckman | 13.4 | 4.7 | 37500 | 96 | 10.9
Buffalo |  | 62486 | 5691 | 3459.5745 | 7.1 | 3978 | 0.17011 | Buffalo | 70.4 | 25.1 | 61884 | 5766 | 5.6
Buffalo Lake |  | 41000 | 5380 | 3270.5167 | 5.4 | 226 | 0.25843 | Buffalo Lake | 1083.1 | 483.2 | 46667 | 270 | 4.3
Buhl |  | 41063 | 4691 | 2851.6717 | 6.5 | 352 | 0.18056 | Buhl | 298.7 | 148.1 | 41250 | 464 | 9
Burnsville |  | 63480 | 2455 | 1492.4012 | 7.3 | 15984 | 0.1839 | Burnsville | 2421.4 | 1034.3 | 63997 | 24445 | 6.5
Burtrum |  | 33750 | 4486 | 2727.0517 | 4.2 | 68 | 0.099237 | Burtrum | 254.3 | 128.9 | 34375 | 57 | 3.2
Butterfield |  | 40417 | 7339 | 4461.3982 | 8.2 | 192 | 0.29382 | Butterfield | 6 | 2.9 | 47500 | 226 | 5.5
Byron |  | 72063 | 5476 | 3328.8754 | 3.7 | 1341 | 0.13791 | Byron | 6.4 | 2.9 | 75102 | 1690 | 2.5
Caledonia |  | 38725 | 3442 | 2092.4012 | 9.7 | 860 | 0.33905 | Caledonia | 19 | 6.8 | 41821 | 1202 | 9.8
Callaway |  | 45357 | 16578 | 10077.8116 | 11.3 | 72 | 0.34297 | Callaway | 8.4 | 3.4 | 47321 | 79 | 13.3
Cambridge |  | 45149 | 6293 | 3825.5319 | 10.7 | 1895 | 0.21055 | Cambridge | 81.4 | 32.3 | 47766 | 3186 | 7.3
Campbell |  | 53333 | 7980 | 4851.0638 | 2.5 | 79 | 0.10784 | Campbell | 1.1 | 0.7 | 49750 | 80 | 1.7
Canby |  | 39234 | 6691 | 4067.4772 | 8.6 | 540 | 0.34354 | Canby | 818.3 | 406.6 | 39900 | 794 | 8
Cannon Falls |  | 46328 | 7416 | 4508.2067 | 7 | 1329 | 0.25281 | Cannon Falls | 32.1 | 12.2 | 42279 | 1761 | 5.5
Canton |  | 30096 | 7588 | 4612.766 | 6.9 | 125 | 0.36396 | Canton | 20.7 | 6.7 | 32813 | 144 | 6.4
Carlos |  | 54559 | 3312 | 2013.3739 | 5.9 | 168 | 0.23704 | Carlos | 68.2 | 39.2 | 55750 | 226 | 5.6
Carlton |  | 45147 | 9311 | 5660.1824 | 6.3 | 194 | 0.23562 | Carlton | 419.1 | 172.6 | 40750 | 342 | 6.3
Carver |  | 109915 | 8825 | 5364.7416 | 2.4 | 1125 | 0.042246 | Carver | 931.9 | 309.3 | 113003 | 1239 | 1.5
Cass Lake |  | 28438 | 9769 | 5938.6018 | 22.9 | 180 | 0.47188 | Cass Lake | 673.4 | 324.5 | 27083 | 302 | 21.5
Cedar Mills |  | 48333 | 20183 | 12269.3009 | 7.7 | 22 | 0.08 | Cedar Mills | 1136.7 | 429.8 | 39375 | 22 | 0
Center City |  | 77292 | 11819 | 7184.8024 | 1.1 | 194 | 0.10841 | Center City | 1136.7 | 429.8 | 74886 | 251 | 2.9
Centerville |  | 79886 | 7178 | 4363.5258 | 4.7 | 1095 | 0.083727 | Centerville | 1136.7 | 429.8 | 79250 | 1238 | 6
Ceylon |  | 34688 | 10635 | 6465.0456 | 9.2 | 117 | 0.32919 | Ceylon | 1136.7 | 429.8 | 34000 | 150 | 10.8
Champlin |  | 84768 | 4121 | 2505.1672 | 4.4 | 7721 | 0.0802 | Champlin | 1136.7 | 429.8 | 86788 | 8800 | 3.6
Chandler |  | 44063 | 5538 | 3366.5653 | 0 | 68 | 0.24638 | Chandler | 1136.7 | 429.8 | 44167 | 124 | 12.4
Chanhassen |  | 105563 | 5602 | 3405.4711 | 5.7 | 7500 | 0.049492 | Chanhassen | 1136.7 | 429.8 | 108078 | 8531 | 4.8
Chaska |  | 71791 | 5493 | 3339.2097 | 5.1 | 6079 | 0.1382 | Chaska | 1400.7 | 547.4 | 76301 | 9084 | 4
Chatfield |  | 56898 | 7301 | 4438.2979 | 1.1 | 427 | 0.11803 | Chatfield | 1054.6 | 445.5 | 55959 | 1145 | 4
Chickamaw Beach |  | 46250 | 9350 | 5683.8906 | 8.2 | 51 | 0.20192 | Chickamaw Beach | 51.3 | 49.9 | 47188 | 57 | 8.9
Chisago City |  | 67238 | 12504 | 7601.2158 | 4.7 | 1519 | 0.15774 | Chisago City | 396.6 | 176.4 | 66635 | 2065 | 6.7
Chisholm |  | 35979 | 3234 | 1965.9574 | 10.3 | 1544 | 0.26735 | Chisholm | 1111.5 | 563.8 | 37917 | 2109 | 9.3
Chokio |  | 41250 | 4366 | 2654.1033 | 13.7 | 144 | 0.24798 | Chokio | 847.6 | 485.2 | 40446 | 185 | 20.8
Circle Pines |  | 71250 | 5905 | 3589.6657 | 9.9 | 1544 | 0.066449 | Circle Pines | 2760.4 | 1170.3 | 72988 | 1964 | 7
Clara City |  | 43047 | 4985 | 3030.3951 | 3.3 | 381 | 0.22284 | Clara City | 780.1 | 358.5 | 47750 | 528 | 2.4
Claremont |  | 52885 | 13795 | 8386.0182 | 7 | 150 | 0.26389 | Claremont | 13.3 | 5.1 | 42212 | 197 | 6
Clarissa |  | 34250 | 11461 | 6967.1733 | 5.4 | 226 | 0.29065 | Clarissa | 677.7 | 321.4 | 33750 | 321 | 6.3
Clarkfield |  | 40402 | 3235 | 1966.5653 | 6.2 | 258 | 0.19315 | Clarkfield | 789.5 | 387.9 | 41607 | 339 | 4.6
Clarks Grove |  | 50750 | 8014 | 4871.7325 | 4.2 | 186 | 0.16517 | Clarks Grove | 1286.9 | 568.7 | 48750 | 244 | 5.6
Clear Lake |  | 66500 | 8695 | 5285.7143 | 6.1 | 144 | 0.10687 | Clear Lake | 46.2 | 20.9 | 71250 | 188 | 6.3
Clearbrook |  | 29803 | 10887 | 6618.2371 | 7.2 | 148 | 0.47945 | Clearbrook | 46.2 | 20.9 | 30000 | 218 | 8.1
Clearwater |  | 53654 | 7903 | 4804.2553 | 5.2 | 474 | 0.2128 | Clearwater | 1109.5 | 487.3 | 61538 | 634 | 4.3
Clements |  | 63750 | 23368 | 14205.4711 | 10.1 | 68 | 0.15183 | Clements | 1109.5 | 487.3 | 65179 | 76 | 21.4
Cleveland |  | 59750 | 14731 | 8955.0152 | 4.2 | 215 | 0.19608 | Cleveland | 1109.5 | 487.3 | 67188 | 248 | 2
Climax |  | 36563 | 4078 | 2479.0274 | 11.4 | 75 | 0.25848 | Climax | 1109.5 | 487.3 | 35313 | 107 | 3.8
Clinton |  | 30625 | 12778 | 7767.7812 | 4.8 | 128 | 0.3388 | Clinton | 30.6 | 13.8 | 36806 | 193 | 5
Clitherall |  | 16500 | 15025 | 9133.7386 | 25 | 22 | 0.51282 | Clitherall | 15.8 | 17.7 | 16607 | 31 | 25
Clontarf |  | 45833 | 13657 | 8302.1277 | 1.8 | 61 | 0.085714 | Clontarf | 2.5 | 1.2 | 47917 | 63 | 2.2
Cloquet |  | 46022 | 4291 | 2608.5106 | 8.9 | 3387 | 0.2696 | Cloquet | 344.4 | 148.7 | 46383 | 4847 | 7.1
Coates |  | 70833 | 8242 | 5010.3343 | 14.5 | 30 | 0.18518 | Coates | 114.6 | 50.5 | 75313 | 49 | 15.7
Cobden |  | 26250 | 18214 | 11072.3404 | 14.3 | 13 | 0.42857 | Cobden | 37.6 | 20.9 | 28125 | 15 | 11.8
Cohasset |  | 64766 | 5195 | 3158.0547 | 7.9 | 941 | 0.08622 | Cohasset | 100.7 | 49.4 | 64688 | 1131 | 7.8
Cokato |  | 51875 | 7490 | 4553.1915 | 9 | 685 | 0.21388 | Cokato | 40 | 12.7 | 50729 | 1058 | 11.4
Cold Spring |  | 47642 | 11629 | 7069.3009 | 5.7 | 1255 | 0.14526 | Cold Spring | 1508.9 | 615.2 | 48998 | 1567 | 5.3
Coleraine |  | 43831 | 6393 | 3886.3222 | 7.2 | 567 | 0.25932 | Coleraine | 122.2 | 51.5 | 46618 | 682 | 6.7
Cologne |  | 82014 | 5526 | 3359.2705 | 5.4 | 472 | 0.13991 | Cologne | 868.9 | 321.5 | 77438 | 551 | 4
Columbia Heights |  | 50674 | 5175 | 3145.8967 | 10.7 | 5521 | 0.27126 | Columbia Heights | 5716.7 | 2517 | 48857 | 7999 | 9.6
Columbus |  | 83839 | 5734 | 3485.7143 | 8 | 1470 | 0.074892 | Columbus | 87.1 | 32.6 | 79519 | 1510 | 4.7
Comfrey |  | 43125 | 20244 | 12306.383 | 0 | 131 | 0.2982 | Comfrey | 817.6 | 385.3 | 41875 | 159 | 0.5
Comstock |  | 73333 | 24540 | 14917.9331 | 9 | 58 | 0.085366 | Comstock | 2.3 | 1.2 | 65625 | 47 | 0
Conger |  | 65536 | 13554 | 8239.5137 | 1 | 65 | 0.064865 | Conger | 1173.5 | 554.6 | 66458 | 55 | 2.2
Cook |  | 40337 | 4482 | 2724.6201 | 11 | 211 | 0.22953 | Cook | 226.6 | 120.8 | 42750 | 293 | 12.1
Coon Rapids |  | 64407 | 1542 | 937.386 | 8.4 | 18346 | 0.16236 | Coon Rapids | 2719 | 1081.9 | 64694 | 23730 | 7.9
Corcoran |  | 101015 | 6089 | 3701.5198 | 7.7 | 1808 | 0.048642 | Corcoran | 150.6 | 53.7 | 102477 | 1855 | 8.3
Correll |  | 64375 | 116589 | 70874.772 | 2.9 | 25 | 0.29167 | Correll | 93.8 | 74.5 | 13750 | 12 | 11.1
Cosmos |  | 45455 | 9117 | 5542.2492 | 10.9 | 200 | 0.19336 | Cosmos | 6.6 | 2.8 | 34688 | 269 | 8.1
Cottage Grove |  | 81622 | 3153 | 1916.7173 | 6.2 | 10443 | 0.096875 | Cottage Grove | 1028.7 | 359.9 | 82485 | 11923 | 5.3
Cottonwood |  | 53000 | 8381 | 5094.8328 | 3.3 | 308 | 0.12709 | Cottonwood | 1164.4 | 523.6 | 49762 | 486 | 4.6
Courtland |  | 70795 | 9946 | 6046.2006 | 1.6 | 237 | 0.069018 | Courtland | 17.2 | 6.7 | 72813 | 269 | 2.4
Cromwell |  | 22000 | 12232 | 7435.8663 | 3.4 | 41 | 0.34524 | Cromwell | 10.4 | 3.9 | 30000 | 106 | 1.7
Crookston |  | 47101 | 6885 | 4185.4103 | 10.2 | 1711 | 0.29677 | Crookston | 11.1 | 4.3 | 47786 | 3002 | 7.6
Crosby |  | 26371 | 1364 | 829.1793 | 10.9 | 600 | 0.37981 | Crosby | 2.1 | 1.8 | 26859 | 1156 | 11.3
Crosslake |  | 62773 | 6988 | 4248.0243 | 9 | 899 | 0.095035 | Crosslake | 83.2 | 108.8 | 61977 | 992 | 7.2
Crystal |  | 60234 | 3744 | 2275.9878 | 6.6 | 6726 | 0.15955 | Crystal | 3832.9 | 1667 | 59860 | 9234 | 4.7
Currie |  | 34000 | 6282 | 3818.845 | 6.5 | 86 | 0.34653 | Currie | 407.4 | 218.6 | 40833 | 98 | 5.7
Cuyuna |  | 45625 | 19699 | 11975.076 | 10 | 100 | 0.17241 | Cuyuna | 101.2 | 49.4 | 37813 | 113 | 6.4
Cyrus |  | 52880 | 7879 | 4789.6657 | 7.7 | 122 | 0.27793 | Cyrus | 1013.1 | 552.3 | 42969 | 143 | 4.3
Dakota |  | 53750 | 9720 | 5908.8146 | 4.8 | 134 | 0.10671 | Dakota | 497.9 | 232.7 | 68125 | 132 | 2.7
Dalton |  | 35417 | 7629 | 4637.69 | 9.1 | 78 | 0.4658 | Dalton | 1084.1 | 569.9 | 34861 | 119 | 10.6
Danube |  | 51161 | 7230 | 4395.1368 | 8.8 | 167 | 0.30254 | Danube | 1077.2 | 484.2 | 49792 | 198 | 2.7
Danvers |  | 47292 | 25228 | 15336.1702 | 0 | 30 | 0.42857 | Danvers | 130.6 | 60.6 | 56250 | 41 | 0
Darfur |  | 31667 | 21659 | 13166.5653 | 22.7 | 58 | 0.29412 | Darfur | 308.3 | 168.4 | 31250 | 57 | 12.1
Darwin |  | 47500 | 12647 | 7688.1459 | 0.4 | 143 | 0.25 | Darwin | 22.3 | 12.9 | 43750 | 176 | 0.9
Dassel |  | 39696 | 3967 | 2411.5502 | 10 | 429 | 0.2339 | Dassel | 50.7 | 22.3 | 38566 | 611 | 7.6
Dawson |  | 39906 | 5870 | 3568.3891 | 6.6 | 503 | 0.24615 | Dawson | 1044.3 | 520.8 | 38266 | 677 | 5.3
Dayton |  | 78207 | 9292 | 5648.6322 | 7.6 | 1588 | 0.16897 | Dayton | 200.9 | 73.1 | 84861 | 1652 | 6
De Graff |  | 35417 | 19003 | 11551.9757 | 10.8 | 41 | 0.49107 | De Graff | 200.9 | 73.1 | 33750 | 55 | 10
Deephaven |  | 131898 | 14554 | 8847.4164 | 2.4 | 1221 | 0.050709 | Deephaven | 200.9 | 73.1 | 133875 | 1302 | 3.3
Deer Creek |  | 29000 | 7627 | 4636.4742 | 4.3 | 105 | 0.3694 | Deer Creek | 10.7 | 4.8 | 31250 | 110 | 3.1
Deer River |  | 24688 | 3912 | 2378.1155 | 12.1 | 242 | 0.42388 | Deer River | 21.2 | 11.3 | 24962 | 387 | 15.1
Deerwood |  | 31000 | 11482 | 6979.9392 | 4.7 | 137 | 0.44279 | Deerwood | 4.3 | 2.2 | 23958 | 213 | 7.2
Delano |  | 79355 | 9176 | 5578.1155 | 4.6 | 1555 | 0.093019 | Delano | 1349.7 | 509.8 | 78065 | 1931 | 4.9
Delavan |  | 42750 | 12059 | 7330.6991 | 12.4 | 72 | 0.28723 | Delavan | 6.9 | 4.5 | 43611 | 86 | 9.4
Delhi |  | 24250 | 15514 | 9431.003 | 13.3 | 31 | 0.35443 | Delhi | 8.9 | 3.6 | 26250 | 26 | 21.4
Dellwood |  | 151875 | 40720 | 24753.7994 | 5.8 | 397 | 0.030508 | Dellwood | 400.3 | 154 | 160625 | 409 | 6.8
Denham |  | 29250 | 16941 | 10298.4802 | 16.7 | 18 | 0.20513 | Denham | 26.5 | 18.9 | 24583 | 23 | 20
Dennison |  | 46563 | 19708 | 11980.5471 | 2.4 | 49 | 0.099291 | Dennison | 168.6 | 63.6 | 45000 | 64 | 3.8
Dent |  | 30417 | 9328 | 5670.5167 | 22.9 | 52 | 0.37909 | Dent | 168.6 | 63.6 | 32500 | 72 | 2.9
Detroit Lakes |  | 38527 | 3982 | 2420.6687 | 5.4 | 2432 | 0.26797 | Detroit Lakes | 838.5 | 443.8 | 39783 | 3980 | 4.2
Dexter |  | 41563 | 21879 | 13300.304 | 10.7 | 102 | 0.33842 | Dexter | 8.9 | 3.6 | 44750 | 119 | 6.7
Dilworth |  | 46116 | 3760 | 2285.7143 | 3.1 | 1060 | 0.2555 | Dilworth | 1216.4 | 522 | 45753 | 1645 | 3.1
Dodge Center |  | 55962 | 3753 | 2281.459 | 4.2 | 733 | 0.23318 | Dodge Center | 1284 | 510.2 | 54432 | 917 | 4
Donaldson |  | 22083 | 15594 | 9479.6353 | 13.3 | 7 | 0.35135 | Donaldson | 50.8 | 25.4 | 32500 | 18 | 9.1
Donnelly |  | 36591 | 6312 | 3837.0821 | 5.1 | 104 | 0.16807 | Donnelly | 3 | 1.6 | 42750 | 119 | 4
Doran |  | 36875 | 45493 | 27655.3191 | 0 | 15 | 0.21875 | Doran | 263 | 129.1 | 36250 | 16 | 0
Dover |  | 77935 | 9000 | 5471.1246 | 7.9 | 259 | 0.1791 | Dover | 11.1 | 4.4 | 71346 | 272 | 8.2
Dovray |  | 23750 | 10215 | 6209.7264 | 0 | 33 | 0.32203 | Dovray | 4.3 | 2.2 | 23750 | 46 | 0
Duluth |  | 43064 | 1354 | 823.1003 | 8.4 | 21324 | 0.31521 | Duluth | 41.7 | 18 | 43518 | 35548 | 8
Dumont |  | 72321 | 9046 | 5499.0881 | 0 | 29 | 0.097222 | Dumont | 221.8 | 119.8 | 70000 | 38 | 0
Dundas |  | 66771 | 5372 | 3265.6535 | 2.3 | 519 | 0.098274 | Dundas | 712.7 | 277.9 | 65208 | 591 | 1.7
Dundee |  | 32708 | 12168 | 7396.9605 | 11.5 | 50 | 0.34409 | Dundee | 220 | 171.4 | 48750 | 49 | 12.3
Dunnell |  | 36750 | 9169 | 5573.8602 | 4.8 | 75 | 0.20238 | Dunnell | 445.7 | 234.8 | 41875 | 88 | 11.7
Eagan |  | 79605 | 2127 | 1293.0091 | 6.2 | 18198 | 0.10007 | Eagan | 2063.3 | 848.8 | 80247 | 25919 | 5.2
Eagle Bend |  | 38500 | 10695 | 6501.5198 | 5.9 | 176 | 0.32484 | Eagle Bend | 395.7 | 214.5 | 40481 | 227 | 5.4
Eagle Lake |  | 71563 | 4990 | 3033.4347 | 3.3 | 709 | 0.096317 | Eagle Lake | 12.1 | 12.1 | 73393 | 903 | 2.4
Eagleton |  | 92000 | 10000 | 7000 | 2 | 1000 | 0.01 | Eagleton | 4.2 | 7.1 | 92000 | 1000 | 2
East Bethel |  | 82106 | 4211 | 2559.8784 | 8 | 3906 | 0.10074 | East Bethel | 259.5 | 94.6 | 87441 | 4092 | 7.5
East Grand Forks |  | 51042 | 4349 | 2643.769 | 4 | 2181 | 0.14127 | East Grand Forks | 2 | 3.5 | 51167 | 3460 | 2.2
East Gull Lake |  | 64556 | 6049 | 3677.2036 | 7.6 | 402 | 0.17432 | East Gull Lake | 2 | 3.5 | 68125 | 389 | 5.6
Easton |  | 54583 | 8288 | 5038.2979 | 7.9 | 80 | 0.26289 | Easton | 2 | 1.2 | 60833 | 98 | 8.9
Echo |  | 42083 | 8893 | 5406.079 | 5.9 | 93 | 0.41979 | Echo | 4.2 | 2 | 39750 | 119 | 5.7
Eden Prairie |  | 95069 | 4682 | 2846.2006 | 5.5 | 17787 | 0.086875 | Eden Prairie | 1873.7 | 772.8 | 95697 | 24088 | 5.1
Eden Valley |  | 30000 | 5985 | 3638.2979 | 5.1 | 154 | 0.31602 | Eden Valley | 857.3 | 399 | 31708 | 447 | 10.7
Edgerton |  | 46098 | 2602 | 1581.7629 | 5.2 | 394 | 0.17157 | Edgerton | 857.3 | 399 | 47235 | 487 | 5.6
Edina |  | 84349 | 3069 | 1865.6535 | 5.4 | 15001 | 0.074156 | Edina | 3103 | 1460.2 | 86968 | 20833 | 5.1
Effie |  | 31875 | 57391 | 34888.1459 | 5.1 | 56 | 0.37342 | Effie | 33.8 | 18.7 | 25625 | 61 | 4.9
Eitzen |  | 45000 | 5582 | 3393.3131 | 2.8 | 108 | 0.19841 | Eitzen | 420.3 | 205.8 | 42500 | 110 | 4.8
Elba |  | 40625 | 15461 | 9398.7842 | 21.8 | 50 | 0.36539 | Elba | 9.3 | 3.6 | 31250 | 53 | 19.4
Elbow Lake |  | 44286 | 9682 | 5885.7143 | 5.2 | 383 | 0.19533 | Elbow Lake | 9.3 | 3.6 | 39286 | 570 | 4.4
Elgin |  | 52813 | 14159 | 8607.2948 | 5.7 | 347 | 0.20801 | Elgin | 21.3 | 8 | 66518 | 431 | 5.7
Elizabeth |  | 43625 | 4497 | 2733.7386 | 0 | 60 | 0.24725 | Elizabeth | 25.7 | 17.8 | 44844 | 91 | 1.8
Elk River |  | 72556 | 4057 | 2466.2614 | 6.8 | 6236 | 0.10952 | Elk River | 8.7 | 4.7 | 74772 | 8122 | 5.4
Elko New Market |  | 87375 | 14443 | 8779.9392 | 3.2 | 1161 | 0.043489 | Elko New Market | 1225.2 | 395.9 | 97131 | 1405 | 2
Elkton |  | 33750 | 26335 | 16009.1185 | 5.3 | 46 | 0.24675 | Elkton | 108.8 | 45.5 | 32115 | 50 | 6.2
Ellendale |  | 55781 | 7554 | 4592.0973 | 3 | 220 | 0.11318 | Ellendale | 722.4 | 331.4 | 44464 | 279 | 2.9
Ellsworth |  | 40000 | 8197 | 4982.9787 | 1.3 | 170 | 0.15172 | Ellsworth | 737.3 | 371 | 40000 | 188 | 1
Elmdale |  | 46250 | 20933 | 12725.228 | 6.8 | 33 | 0.049383 | Elmdale | 26.1 | 9.9 | 48750 | 37 | 2.1
Elmore |  | 30764 | 3703 | 2251.0638 | 10.2 | 212 | 0.43101 | Elmore | 5.2 | 2.6 | 32279 | 265 | 8.3
Elrosa |  | 46875 | 29278 | 17798.1763 | 0 | 60 | 0.18792 | Elrosa | 1260 | 543.4 | 39643 | 74 | 0
Ely |  | 34543 | 6083 | 3697.8723 | 5.4 | 1111 | 0.35532 | Ely | 1267.3 | 740.6 | 37358 | 1661 | 4.7
Elysian |  | 68750 | 25266 | 15359.2705 | 8.5 | 222 | 0.14418 | Elysian | 554.6 | 316.4 | 68125 | 227 | 10.3
Emily |  | 35982 | 4994 | 3035.8663 | 7.2 | 357 | 0.2907 | Emily | 27.1 | 35.2 | 38750 | 417 | 7.7
Emmons |  | 41094 | 5597 | 3402.4316 | 11.6 | 141 | 0.26289 | Emmons | 492.5 | 239.3 | 44375 | 182 | 10.7
Erhard |  | 39231 | 2296 | 1395.7447 | 11.4 | 54 | 0.10526 | Erhard | 272.2 | 128.7 | 40000 | 46 | 13.6
Erskine |  | 32250 | 9657 | 5870.5167 | 13.9 | 134 | 0.29644 | Erskine | 743.2 | 403.4 | 35000 | 236 | 12.2
Evan |  | 19583 | 17566 | 10678.4195 | 0 | 23 | 0.48571 | Evan | 85.1 | 42.6 | 21250 | 22 | 0
Evansville |  | 31250 | 5591 | 3398.7842 | 18.5 | 207 | 0.29859 | Evansville | 7.4 | 3.4 | 34063 | 278 | 9.7
Eveleth |  | 37962 | 4518 | 2746.5046 | 16.6 | 1056 | 0.30501 | Eveleth | 590.8 | 308.6 | 37091 | 1698 | 15.4
Excelsior |  | 48350 | 7162 | 4353.7994 | 5.3 | 501 | 0.19991 | Excelsior | 3491.2 | 2000.9 | 50082 | 1118 | 5.6
Eyota |  | 64907 | 2945 | 1790.2736 | 2.2 | 646 | 0.13967 | Eyota | 13.6 | 5.2 | 70000 | 768 | 1.6
Fairfax |  | 42386 | 4541 | 2760.4863 | 2.8 | 351 | 0.25209 | Fairfax | 946.9 | 442.4 | 42083 | 437 | 1.9
Fairmont |  | 44296 | 8052 | 4894.8328 | 4.9 | 3262 | 0.24593 | Fairmont | 15.3 | 5.9 | 51809 | 4623 | 5.1
Falcon Heights |  | 64866 | 8834 | 5370.2128 | 7.7 | 1087 | 0.15782 | Falcon Heights | 2382.1 | 1009.1 | 66635 | 2152 | 5
Faribault |  | 48467 | 4130 | 2510.6383 | 10.7 | 5616 | 0.27685 | Faribault | 1524.7 | 584.1 | 50428 | 8287 | 9.1
Farmington |  | 86261 | 3067 | 1864.4377 | 5.5 | 6478 | 0.051566 | Farmington | 12.4 | 5.7 | 87653 | 7546 | 4.3
Farwell |  | 39375 | 5775 | 3510.6383 | 3.1 | 25 | 0.24324 | Farwell | 177.3 | 104.3 | 41250 | 28 | 6.5
Federal Dam |  | 45417 | 37258 | 22649.2401 | 26.5 | 27 | 0.2963 | Federal Dam | 48.9 | 60.9 | 56250 | 51 | 13.6
Felton |  | 37292 | 16548 | 10059.5745 | 8.7 | 58 | 0.26619 | Felton | 2.4 | 1.1 | 40000 | 64 | 6.7
Fergus Falls |  | 41322 | 4285 | 2604.8632 | 8 | 3547 | 0.26859 | Fergus Falls | 37.4 | 14.9 | 41977 | 5757 | 6.9
Fertile |  | 34762 | 3624 | 2203.0395 | 10.3 | 244 | 0.34499 | Fertile | 395.1 | 200.9 | 33355 | 411 | 12.6
Fifty Lakes |  | 45417 | 7802 | 4742.8571 | 5.3 | 185 | 0.19395 | Fifty Lakes | 13.3 | 20 | 42031 | 151 | 2.5
Finlayson |  | 35000 | 12920 | 7854.1033 | 8.6 | 75 | 0.26271 | Finlayson | 13.5 | 7.9 | 40250 | 107 | 8.3
Fisher |  | 47679 | 6149 | 3737.9939 | 6.6 | 97 | 0.22011 | Fisher | 5.6 | 2 | 47143 | 168 | 6.7
Flensburg |  | 72625 | 20417 | 12411.5502 | 7.5 | 71 | 0.15426 | Flensburg | 32.3 | 13.5 | 55000 | 68 | 7.3
Floodwood |  | 21893 | 3497 | 2125.8359 | 11.7 | 172 | 0.4657 | Floodwood | 8.2 | 4.7 | 24079 | 274 | 11.6
Florence |  | 51250 | 24776 | 15061.3982 | 0 | 10 | 0 | Florence | 142.1 | 72.9 | 56250 | 13 | 0
Foley |  | 51761 | 5672 | 3448.0243 | 12.6 | 661 | 0.2686 | Foley | 1038.2 | 414 | 50899 | 961 | 7.6
Forada |  | 43333 | 17645 | 10726.4438 | 1.7 | 80 | 0.074713 | Forada | 343.1 | 231.8 | 43750 | 101 | 2.1
Forest Lake |  | 69990 | 4277 | 2600 | 6.5 | 5402 | 0.13617 | Forest Lake | 601.3 | 245.7 | 71995 | 6999 | 6.3
Foreston |  | 62500 | 16288 | 9901.5198 | 7.2 | 134 | 0.23993 | Foreston | 28.6 | 12.2 | 63875 | 193 | 7.5
Fort Ripley |  | 67500 | 89412 | 54353.7994 | 6 | 39 | 0.18182 | Fort Ripley | 40 | 21.7 | 56875 | 45 | 7.5
Fosston |  | 33333 | 7357 | 4472.3404 | 8.4 | 457 | 0.27561 | Fosston | 901.7 | 442.9 | 33125 | 748 | 8.7
Fountain |  | 52841 | 7037 | 4277.8116 | 5.9 | 134 | 0.12596 | Fountain | 9 | 4.2 | 53295 | 175 | 5.1
Foxhome |  | 52708 | 37255 | 22647.4164 | 7.8 | 41 | 0.36496 | Foxhome | 2.9 | 1.2 | 43750 | 60 | 6.6
Franklin |  | 36094 | 9912 | 6025.5319 | 8.9 | 173 | 0.35946 | Franklin | 66.8 | 24.7 | 37386 | 251 | 7
Frazee |  | 31667 | 4910 | 2984.8024 | 10.6 | 355 | 0.39307 | Frazee | 1271.3 | 560.3 | 34844 | 560 | 8.5
Freeborn |  | 49063 | 9639 | 5859.5745 | 3.2 | 106 | 0.21854 | Freeborn | 7.5 | 3.4 | 51042 | 113 | 0.7
Freeport |  | 64375 | 4463 | 2713.0699 | 3.1 | 218 | 0.075862 | Freeport | 549.5 | 243.4 | 62308 | 258 | 3.9
Fridley |  | 53722 | 1762 | 1071.1246 | 8.3 | 7350 | 0.20969 | Fridley | 2676.4 | 1156.8 | 54509 | 11054 | 8.9
Frost |  | 29792 | 17453 | 10609.7264 | 0 | 104 | 0.37179 | Frost | 376.8 | 234.1 | 32188 | 99 | 0.9
Fulda |  | 40774 | 5829 | 3543.465 | 6.5 | 452 | 0.33509 | Fulda | 1282 | 598.2 | 45000 | 588 | 5.4
Garfield |  | 42500 | 8843 | 5375.6839 | 4.2 | 102 | 0.27966 | Garfield | 14 | 5.6 | 45625 | 109 | 2.7
Garrison |  | 35625 | 8311 | 5052.2796 | 7.7 | 70 | 0.32934 | Garrison | 25.6 | 28.3 | 40375 | 97 | 5.3
Garvin |  | 42500 | 16916 | 10283.2827 | 5 | 41 | 0.25517 | Garvin | 507.3 | 233 | 34688 | 50 | 6.8
Gary |  | 51250 | 6610 | 4018.2371 | 10.5 | 76 | 0.25743 | Gary | 650.9 | 292 | 54583 | 89 | 8.4
Gaylord |  | 43182 | 8303 | 5047.4164 | 10.3 | 681 | 0.27435 | Gaylord | 1380.9 | 596.7 | 42500 | 920 | 11.1
Gem Lake |  | 93214 | 20206 | 12283.2827 | 6.5 | 119 | 0.094395 | Gem Lake | 363.8 | 149 | 94750 | 131 | 4.3
Geneva |  | 57222 | 6656 | 4046.2006 | 7.6 | 162 | 0.2008 | Geneva | 12.7 | 5.4 | 60227 | 162 | 3
Genola |  | 46250 | 31414 | 19096.6565 | 5.6 | 21 | 0.24324 | Genola | 220.3 | 102.8 | 50625 | 31 | 8
Georgetown |  | 48500 | 16780 | 10200.6079 | 0 | 54 | 0.29379 | Georgetown | 4.2 | 1.8 | 49583 | 31 | 0
Ghent |  | 54821 | 3006 | 1827.3556 | 3.7 | 115 | 0.085443 | Ghent | 1086.8 | 481.7 | 56346 | 122 | 3.3
Gibbon |  | 47679 | 6668 | 4053.4954 | 6 | 264 | 0.22074 | Gibbon | 874.3 | 446.2 | 51016 | 331 | 0.9
Gilbert |  | 44646 | 8455 | 5139.8176 | 8 | 701 | 0.21191 | Gilbert | 151.7 | 79 | 44821 | 859 | 7.3
Gilman |  | 61979 | 6462 | 3928.2675 | 8.3 | 74 | 0.11556 | Gilman | 424.8 | 172.6 | 66250 | 78 | 2.8
Glencoe |  | 52000 | 11322 | 6882.6748 | 6.1 | 1511 | 0.24464 | Glencoe | 14.9 | 6.4 | 54618 | 2193 | 4.5
Glenville |  | 45329 | 4472 | 2718.541 | 3.1 | 226 | 0.18421 | Glenville | 573.4 | 258.6 | 49519 | 265 | 2
Glenwood |  | 37903 | 6347 | 3858.3587 | 9.2 | 705 | 0.26628 | Glenwood | 26.5 | 18.8 | 39830 | 1185 | 9.3
Glyndon |  | 60875 | 5722 | 3478.4195 | 3.5 | 448 | 0.24492 | Glyndon | 8.3 | 3.2 | 63942 | 519 | 3.5
Golden Valley |  | 80738 | 4252 | 2584.8024 | 4.4 | 6598 | 0.12079 | Golden Valley | 5.2 | 2.9 | 82325 | 8467 | 5
Gonvick |  | 37031 | 12038 | 7317.9331 | 9.1 | 81 | 0.24286 | Gonvick | 218.3 | 118.4 | 34688 | 100 | 12.4
Good Thunder |  | 47386 | 9831 | 5976.2918 | 7.6 | 190 | 0.24476 | Good Thunder | 1.2 | 0.6 | 53750 | 222 | 7.5
Goodhue |  | 67404 | 9886 | 6009.7264 | 12.5 | 298 | 0.15808 | Goodhue | 15 | 5.4 | 68194 | 375 | 8.2
Goodridge |  | 32500 | 15448 | 9390.8815 | 0 | 54 | 0.36154 | Goodridge | 2.9 | 1 | 36250 | 60 | 0
Goodview |  | 57662 | 4616 | 2806.079 | 1.2 | 1196 | 0.15825 | Goodview | 1794.4 | 778.1 | 58772 | 1749 | 1.1
Graceville |  | 49750 | 11513 | 6998.7842 | 2 | 193 | 0.21795 | Graceville | 6 | 2 | 53920 | 271 | 1.7
Granada |  | 32917 | 4834 | 2938.6018 | 1.8 | 89 | 0.30405 | Granada | 513.5 | 249.1 | 33000 | 132 | 1.2
Grand Marais |  | 40699 | 12571 | 7641.9453 | 11.3 | 328 | 0.31818 | Grand Marais | 466 | 297.7 | 42000 | 540 | 6.2
Grand Meadow |  | 47431 | 6633 | 4032.2188 | 5.1 | 334 | 0.15814 | Grand Meadow | 8.6 | 3.4 | 50721 | 435 | 4.6
Grand Rapids |  | 40832 | 2848 | 1731.307 | 10.1 | 3132 | 0.2599 | Grand Rapids | 481.8 | 217.7 | 39974 | 4616 | 5.4
Granite Falls |  | 49313 | 9296 | 5651.0638 | 1.9 | 559 | 0.20677 | Granite Falls | 808.1 | 395.3 | 46800 | 1172 | 2.6
Grant |  | 112188 | 12154 | 7388.4498 | 7.4 | 1390 | 0.018726 | Grant | 477.9 | 265 | 103603 | 1501 | 7
Grasston |  | 53750 | 10316 | 6271.1246 | 1.2 | 52 | 0.081081 | Grasston | 174.3 | 69.5 | 52813 | 72 | 0.9
Green Isle |  | 53365 | 3730 | 2267.4772 | 8.6 | 182 | 0.10251 | Green Isle | 8.9 | 4.6 | 54583 | 204 | 6.8
Green Lake | [7 empty] | Green Lake |  |  | 73482 | 625 | 1.6
Greenbush |  | 49531 | 3864 | 2348.9362 | 0.5 | 228 | 0.16051 | Greenbush | 477.2 | 234.9 | 50833 | 324 | 1.9
Greenfield |  | 103750 | 10588 | 6436.4742 | 7 | 889 | 0.094542 | Greenfield | 46.5 | 19 | 108472 | 988 | 4.1
Greenwald |  | 49821 | 4205 | 2556.231 | 5 | 92 | 0.14078 | Greenwald | 307.8 | 144.2 | 50000 | 106 | 3.9
Greenwood |  | 137188 | 23374 | 14209.1185 | 6.9 | 284 | 0.010796 | Greenwood | 16.1 | 29.3 | 126625 | 327 | 4.9
Grey Eagle |  | 37083 | 17025 | 10349.5441 | 7.5 | 133 | 0.39551 | Grey Eagle | 25 | 23.2 | 47708 | 179 | 3.2
Grove City |  | 34712 | 8324 | 5060.1824 | 7.1 | 187 | 0.3474 | Grove City | 924.1 | 423.5 | 34750 | 272 | 4.5
Grygla |  | 47000 | 8248 | 5013.9818 | 9.4 | 64 | 0.31068 | Grygla | 384.4 | 227.9 | 47727 | 92 | 1.8
Gully |  | 37813 | 21375 | 12993.921 | 12.2 | 35 | 0.35065 | Gully | 3.9 | 2 | 36875 | 45 | 12.5
Hackensack |  | 21950 | 6619 | 4023.7082 | 2.3 | 69 | 0.50773 | Hackensack | 309.3 | 191.7 | 25500 | 164 | 2.2
Hadley |  | 11250 | 21827 | 13268.693 | 0 | 17 | 0.51064 | Hadley | 219.9 | 137 | 34375 | 25 | 0
Hallock |  | 52917 | 8682 | 5277.8116 | 0 | 322 | 0.16491 | Hallock | 3.1 | 1.2 | 49167 | 404 | 0
Halma |  | 39167 | 12330 | 7495.4407 | 13.5 | 24 | 0.22857 | Halma | 67.6 | 37.7 | 40625 | 27 | 14.7
Halstad |  | 38125 | 6675 | 4057.7508 | 11.6 | 152 | 0.33507 | Halstad | 2.9 | 1.5 | 37266 | 240 | 6.5
Ham Lake |  | 92018 | 5818 | 3536.7781 | 8.3 | 4965 | 0.053756 | Ham Lake | 444.7 | 156.4 | 89949 | 5277 | 7.1
Hamburg |  | 60625 | 14245 | 8659.5745 | 7.3 | 187 | 0.097015 | Hamburg | 444.7 | 156.4 | 60833 | 204 | 2.9
Hammond |  | 58500 | 26314 | 15996.3526 | 22.2 | 39 | 0.175 | Hammond | 1254.4 | 617.7 | 48333 | 34 | 29.8
Hampton |  | 73333 | 24069 | 14631.6109 | 11.3 | 214 | 0.11231 | Hampton | 26.3 | 9.7 | 65625 | 278 | 10.5
Hancock |  | 40870 | 4086 | 2483.8906 | 5.1 | 219 | 0.32838 | Hancock | 772.6 | 337.3 | 45000 | 284 | 8.2
Hanley Falls |  | 55781 | 14691 | 8930.6991 | 4.4 | 79 | 0.17082 | Hanley Falls | 1215.8 | 479.9 | 56250 | 101 | 3.5
Hanover |  | 92961 | 13495 | 8203.6474 | 4.4 | 697 | 0.034981 | Hanover | 539.1 | 174.3 | 94412 | 1044 | 4.4
Hanska |  | 47000 | 1821 | 1106.9909 | 3 | 133 | 0.23377 | Hanska | 1657.6 | 812.3 | 48676 | 172 | 2.9
Harding |  | 40000 | 14386 | 8745.2888 | 10.4 | 39 | 0.43243 | Harding | 38.3 | 14.4 | 44063 | 38 | 11.1
Hardwick |  | 44167 | 21130 | 12844.9848 | 2.6 | 52 | 0.14184 | Hardwick | 113.6 | 59.1 | 37917 | 73 | 2
Harmony |  | 32375 | 8269 | 5026.7477 | 5.1 | 336 | 0.33103 | Harmony | 11.1 | 4.3 | 30625 | 492 | 7.2
Harris |  | 51875 | 11965 | 7273.5562 | 10.3 | 336 | 0.23988 | Harris | 101.7 | 51 | 50398 | 389 | 10.9
Hartland |  | 50000 | 11807 | 7177.5076 | 4.3 | 95 | 0.13523 | Hartland | 7.1 | 3 | 47708 | 123 | 3.3
Hastings |  | 63424 | 3531 | 2146.5046 | 9.2 | 6428 | 0.1587 | Hastings | 2165.1 | 900.5 | 64119 | 8635 | 7.1
Hatfield |  | 48750 | 51000 | 31003.0395 | 0 | 17 | 0.11111 | Hatfield | 2217 | 922.1 | 48750 | 16 | 0
Hawley |  | 48250 | 10495 | 6379.9392 | 5 | 598 | 0.1459 | Hawley | 2217 | 922.1 | 52125 | 784 | 3.5
Hayfield |  | 50714 | 6590 | 4006.079 | 7.3 | 342 | 0.21898 | Hayfield | 2217 | 922.1 | 49833 | 492 | 6
Hayward |  | 60227 | 4983 | 3029.1793 | 12.8 | 80 | 0.16337 | Hayward | 2217 | 922.1 | 60682 | 112 | 5.1
Hazel Run |  | 39375 | 14496 | 8812.1581 | 0 | 11 | 0.083333 | Hazel Run | 2217 | 922.1 | 33750 | 8 | 0
Hector |  | 49063 | 9884 | 6008.5106 | 8.9 | 341 | 0.15654 | Hector | 2217 | 922.1 | 50417 | 452 | 8.7
Heidelberg |  | 80313 | 22614 | 13747.1125 | 5.1 | 35 | 0.097087 | Heidelberg | 2217 | 922.1 | 83571 | 42 | 1.4
Henderson |  | 45750 | 7921 | 4815.1976 | 9.9 | 250 | 0.24155 | Henderson | 2217 | 922.1 | 53393 | 386 | 7.9
Hendricks |  | 39833 | 2917 | 1773.2523 | 2.8 | 209 | 0.28881 | Hendricks | 2217 | 922.1 | 41711 | 298 | 3.1
Hendrum |  | 48125 | 14198 | 8631.003 | 7.6 | 84 | 0.24793 | Hendrum | 2217 | 922.1 | 55625 | 109 | 5
Henning |  | 30417 | 7462 | 4536.1702 | 10.4 | 233 | 0.271 | Henning | 2217 | 922.1 | 31964 | 384 | 8
Henriette |  | 26250 | 4003 | 2433.4347 | 16.7 | 15 | 0.32076 | Henriette | 2217 | 922.1 | 26250 | 22 | 13.3
Herman |  | 42083 | 16359 | 9944.6809 | 2.6 | 157 | 0.3285 | Herman | 2217 | 922.1 | 40313 | 213 | 4.3
Hermantown |  | 66860 | 4766 | 2897.2644 | 4.4 | 2456 | 0.11002 | Hermantown | 2217 | 922.1 | 69143 | 3452 | 5.7
Heron Lake |  | 44167 | 15825 | 9620.0608 | 2.1 | 215 | 0.24121 | Heron Lake | 2217 | 922.1 | 38859 | 267 | 4.5
Hewitt |  | 40417 | 8459 | 5142.2492 | 5.7 | 101 | 0.29278 | Hewitt | 2217 | 922.1 | 37969 | 93 | 8
Hibbing |  | 38077 | 3404 | 2069.3009 | 7.9 | 5267 | 0.28904 | Hibbing | 2217 | 922.1 | 38112 | 7382 | 7.6
Hill City |  | 20179 | 9325 | 5668.693 | 17.7 | 124 | 0.47683 | Hill City | 2217 | 922.1 | 26207 | 276 | 17.8
Hillman |  | 48750 | 15121 | 9192.0973 | 19 | 12 | 0.12821 | Hillman | 7 | 2.5 | 46250 | 14 | 23.1
Hills |  | 46793 | 3110 | 1890.5775 | 0.9 | 179 | 0.24809 | Hills | 1300.1 | 542 | 48214 | 276 | 1.2
Hilltop |  | 21534 | 4972 | 3022.4924 | 16.1 | 268 | 0.54668 | Hilltop | 6212.5 | 3457 | 21786 | 402 | 14.4
Hinckley |  | 29839 | 4196 | 2550.7599 | 13.8 | 396 | 0.41757 | Hinckley | 22.6 | 10 | 31250 | 797 | 13.6
Hitterdal |  | 49500 | 8485 | 5158.0547 | 8.7 | 92 | 0.16908 | Hitterdal | 233.2 | 116 | 52375 | 87 | 5.7
Hoffman |  | 35893 | 5757 | 3499.696 | 9.6 | 206 | 0.39797 | Hoffman | 328.5 | 156.8 | 40667 | 284 | 9.8
Hokah |  | 44375 | 13336 | 8106.9909 | 7.6 | 186 | 0.23314 | Hokah | 21.8 | 8.9 | 49500 | 264 | 4.8
Holdingford |  | 53833 | 2788 | 1694.8328 | 5 | 237 | 0.093233 | Holdingford | 837 | 390.1 | 54267 | 305 | 4.1
Holland |  | 31667 | 6507 | 3955.6231 | 5.6 | 83 | 0.27083 | Holland | 200.8 | 118.1 | 34250 | 97 | 6.2
Hollandale |  | 41875 | 15013 | 9126.4438 | 7 | 78 | 0.3189 | Hollandale | 696.3 | 335.5 | 49583 | 109 | 4.5
Holloway |  | 26667 | 14135 | 8592.7052 | 14.7 | 46 | 0.35345 | Holloway | 66.4 | 41.9 | 45000 | 54 | 6
Holt |  | 53750 | 22480 | 13665.6535 | 4.7 | 35 | 0.060606 | Holt | 3.9 | 2 | 66250 | 38 | 2.1
Hopkins |  | 46811 | 4343 | 2640.1216 | 6.4 | 2923 | 0.27876 | Hopkins | 4309.9 | 2201.9 | 49418 | 7956 | 6.5
Houston |  | 37009 | 3863 | 2348.3283 | 15.7 | 320 | 0.25476 | Houston | 11.9 | 5.4 | 36944 | 416 | 13
Howard Lake |  | 35104 | 6220 | 3781.155 | 14.9 | 557 | 0.29261 | Howard Lake | 1109 | 488.9 | 41500 | 790 | 11.3
Hoyt Lakes |  | 48527 | 4572 | 2779.3313 | 10.3 | 778 | 0.13998 | Hoyt Lakes | 35.7 | 18 | 49545 | 858 | 11.6
Hugo |  | 81591 | 2597 | 1578.7234 | 3.5 | 4381 | 0.10507 | Hugo | 398.6 | 155.1 | 81773 | 5051 | 3.7
Humboldt |  | 65833 | 49083 | 29837.69 | 0 | 13 | 0.2 | Humboldt | 418.6 | 241.9 | 35625 | 11 | 0
Hutchinson |  | 49209 | 2712 | 1648.6322 | 5.3 | 4013 | 0.15953 | Hutchinson | 37.9 | 14.5 | 49945 | 5979 | 3.8
Ihlen |  | 28125 | 17643 | 10725.228 | 11.1 | 25 | 0.31707 | Ihlen | 176 | 109 | 31250 | 26 | 0
Independence |  | 114167 | 20127 | 12235.2584 | 7.3 | 1131 | 0.038895 | Independence | 108.3 | 40.3 | 109375 | 1342 | 6
International Falls |  | 32619 | 2382 | 1448.0243 | 7.7 | 1938 | 0.30569 | International Falls | 1001.3 | 492.1 | 33271 | 2933 | 9.1
Inver Grove Heights |  | 64754 | 1907 | 1159.2705 | 7.8 | 9679 | 0.14387 | Inver Grove Heights | 1220.3 | 506.5 | 64635 | 13640 | 7.4
Iona |  | 36250 | 5007 | 3043.769 | 1.8 | 64 | 0.27397 | Iona | 13.6 | 4.8 | 36458 | 65 | 2.3
Iron Junction |  | 51000 | 31729 | 19288.1459 | 9.4 | 38 | 0.27536 | Iron Junction | 15.6 | 7.3 | 50417 | 43 | 7.1
Ironton |  | 24792 | 10279 | 6248.6322 | 15 | 131 | 0.45892 | Ironton | 387.4 | 202.5 | 28194 | 341 | 11.8
Isanti |  | 56896 | 7572 | 4603.0395 | 3.9 | 1578 | 0.14251 | Isanti | 84.7 | 32.9 | 56699 | 2251 | 3.5
Isle |  | 27045 | 7520 | 4571.4286 | 11.9 | 221 | 0.35311 | Isle | 354 | 236.2 | 31731 | 352 | 21.9
Ivanhoe |  | 34219 | 9582 | 5824.924 | 0.8 | 189 | 0.17026 | Ivanhoe | 634.6 | 359.9 | 34141 | 247 | 1.9
Jackson |  | 43772 | 6432 | 3910.0304 | 3.5 | 1005 | 0.28472 | Jackson | 233.6 | 80.1 | 41050 | 1549 | 3.9
Janesville |  | 53534 | 4664 | 2835.2584 | 5.7 | 737 | 0.19226 | Janesville | 16.8 | 7 | 56887 | 1033 | 4.4
Jasper |  | 36667 | 9824 | 5972.0365 | 2.4 | 183 | 0.28381 | Jasper | 719.5 | 368.3 | 35833 | 290 | 1.1
Jeffers |  | 39911 | 4211 | 2559.8784 | 12.1 | 133 | 0.23573 | Jeffers | 960.6 | 510.2 | 41875 | 159 | 11.8
Jenkins |  | 48173 | 3327 | 2022.4924 | 3.6 | 134 | 0.37302 | Jenkins | 30.8 | 33.1 | 47500 | 130 | 2.4
Jordan |  | 71905 | 8881 | 5398.7842 | 5.1 | 1679 | 0.083304 | Jordan | 1664.6 | 596.7 | 68091 | 2034 | 4.1
Kandiyohi |  | 45703 | 8545 | 5194.5289 | 7.4 | 144 | 0.17944 | Kandiyohi | 19 | 7.6 | 45089 | 233 | 3.1
Karlstad |  | 37045 | 4603 | 2798.1763 | 1.8 | 179 | 0.29 | Karlstad | 497.7 | 261.3 | 36912 | 328 | 2.1
Kasota |  | 42386 | 4987 | 3031.6109 | 12.1 | 243 | 0.31957 | Kasota | 42 | 18.2 | 47969 | 325 | 9.8
Kasson |  | 73350 | 5216 | 3170.8207 | 2.6 | 1916 | 0.074459 | Kasson | 1977.5 | 780.2 | 68153 | 2291 | 2.5
Keewatin |  | 34806 | 7453 | 4530.6991 | 20.7 | 328 | 0.47306 | Keewatin | 434.5 | 222.1 | 34821 | 454 | 15.4
Kelliher |  | 36563 | 9705 | 5899.696 | 10.4 | 94 | 0.35273 | Kelliher | 3.9 | 2.2 | 38375 | 121 | 9.2
Kellogg |  | 52596 | 7580 | 4607.9027 | 4.6 | 166 | 0.11733 | Kellogg | 1544 | 704.3 | 52969 | 194 | 4.4
Kennedy |  | 42500 | 7901 | 4803.0395 | 0 | 82 | 0.11 | Kennedy | 459.9 | 271.6 | 46250 | 103 | 0
Kenneth |  | 46250 | 12884 | 7832.2188 | 0 | 22 | 0.21519 | Kenneth | 64.5 | 29.4 | 33958 | 29 | 5.6
Kensington |  | 48500 | 6817 | 4144.0729 | 6.4 | 116 | 0.11782 | Kensington | 804.7 | 405.1 | 45417 | 141 | 6.2
Kent |  | 52188 | 9603 | 5837.69 | 0 | 30 | 0 | Kent | 425.7 | 204.9 | 51875 | 32 | 2
Kenyon |  | 45263 | 6790 | 4127.6596 | 5.2 | 607 | 0.20408 | Kenyon | 11.7 | 4.7 | 50742 | 777 | 5.6
Kerkhoven |  | 41705 | 8350 | 5075.9878 | 7.8 | 229 | 0.29472 | Kerkhoven | 6.7 | 3.4 | 46000 | 308 | 7.1
Kerrick |  | 39375 | 31637 | 19232.2188 | 14.8 | 21 | 0.39655 | Kerrick | 9.6 | 7.6 | 39000 | 28 | 20.8
Kettle River |  | 38250 | 12327 | 7493.617 | 22.2 | 50 | 0.1625 | Kettle River | 16.7 | 12 | 30417 | 65 | 6.4
Kiester |  | 33359 | 3710 | 2255.3191 | 8.5 | 168 | 0.25693 | Kiester | 7.3 | 3.2 | 34531 | 260 | 5.6
Kilkenny |  | 28750 | 31133 | 18925.8359 | 3.9 | 71 | 0.19943 | Kilkenny | 11.9 | 5.7 | 28333 | 120 | 3.1
Kimball |  | 49583 | 13023 | 7916.7173 | 6.5 | 240 | 0.22348 | Kimball | 503.5 | 222 | 41544 | 375 | 5.9
Kingston |  | 47188 | 13930 | 8468.0851 | 8 | 45 | 0.125 | Kingston | 24.4 | 11.4 | 53125 | 46 | 2
Kinney |  | 48750 | 9081 | 5520.3647 | 6.7 | 68 | 0.23333 | Kinney | 36.6 | 18 | 43500 | 76 | 6.1
La Crescent |  | 55000 | 8666 | 5268.0851 | 4.9 | 1531 | 0.19023 | La Crescent | 70.4 | 27.5 | 53232 | 2072 | 4.9
La Prairie |  | 49583 | 7039 | 4279.0274 | 9.4 | 238 | 0.31899 | La Prairie | 4.5 | 2 | 45714 | 296 | 7.7
La Salle |  | 52083 | 21517 | 13080.2432 | 10.4 | 32 | 0.098592 | La Salle | 4.5 | 2 | 45000 | 30 | 4.4
Lafayette |  | 48125 | 4744 | 2883.8906 | 6.7 | 178 | 0.23872 | Lafayette | 13.8 | 5.8 | 49432 | 231 | 3
Lake Benton |  | 34375 | 11025 | 6702.1277 | 3 | 263 | 0.3441 | Lake Benton | 924 | 624.7 | 29261 | 333 | 2.8
Lake Bronson |  | 32917 | 13202 | 8025.5319 | 8.8 | 84 | 0.27928 | Lake Bronson | 924 | 624.7 | 32083 | 115 | 7.6
Lake City |  | 44877 | 3964 | 2409.7264 | 6.4 | 1503 | 0.12201 | Lake City | 924 | 624.7 | 48390 | 2219 | #N/A
Lake Crystal |  | 62306 | 5839 | 3549.5441 | 6 | 767 | 0.1185 | Lake Crystal | 924 | 624.7 | 60318 | 950 | 5.8
Lake Elmo |  | 103935 | 10412 | 6329.4833 | 5.5 | 2637 | 0.081245 | Lake Elmo | 362.7 | 129.3 | 104974 | 2857 | 5.1
Lake Henry |  | 22292 | 27118 | 16485.1064 | 0 | 28 | 0.34783 | Lake Henry | 7.9 | 2.9 | 41250 | 45 | 0
Lake Lillian |  | 39688 | 9306 | 5657.1429 | 5.2 | 94 | 0.26778 | Lake Lillian | 5.3 | 2.6 | 41563 | 109 | 8.1
Lake Park |  | 52500 | 15093 | 9175.076 | 4.5 | 237 | 0.18112 | Lake Park | 15.6 | 7.4 | 44231 | 312 | 4.2
Lake Shore |  | 59125 | 17089 | 10388.4498 | 8.3 | 517 | 0.17391 | Lake Shore | 3.7 | 1.8 | 63333 | 552 | 9
Lake St. Croix Beach |  | 56141 | 6734 | 4093.617 | 6.7 | 366 | 0.078641 | Lake St. Croix Beach | 3.7 | 1.8 | 58558 | 481 | 10
Lake Wilson |  | 45536 | 12750 | 7750.7599 | 6.8 | 116 | 0.17409 | Lake Wilson | 3.7 | 1.8 | 47321 | 125 | 5.7
Lakefield |  | 44516 | 4358 | 2649.2401 | 10.8 | 564 | 0.20294 | Lakefield | 3.7 | 1.8 | 45536 | 713 | 9.4
Lakeland |  | 84881 | 12255 | 7449.848 | 4.8 | 638 | 0.10341 | Lakeland | 3.7 | 1.8 | 84081 | 665 | 5.5
Lakeland Shores |  | 92250 | 14535 | 8835.8663 | 3.9 | 112 | 0.09854 | Lakeland Shores | 3.7 | 1.8 | 90833 | 122 | 4.6
Lakeville |  | 93252 | 3337 | 2028.5714 | 5.3 | 16833 | 0.09238 | Lakeville | 1551.9 | 539.6 | 94635 | 19314 | 4.3
Lamberton |  | 44773 | 5748 | 3494.2249 | 3.1 | 319 | 0.28964 | Lamberton | 5.5 | 2.5 | 44500 | 354 | 5
Lancaster |  | 39375 | 4538 | 2758.6626 | 0.6 | 135 | 0.23324 | Lancaster | 147.6 | 82.1 | 41667 | 162 | 1.2
Landfall |  | 32188 | 5497 | 3341.6413 | 12.4 | 302 | 0.54142 | Landfall | 9233.9 | 3836.3 | 30469 | 294 | 13.6
Lanesboro |  | 36500 | 11768 | 7153.7994 | 5.6 | 267 | 0.29215 | Lanesboro | 569.7 | 350.6 | 44405 | 352 | 4.2
Laporte |  | 41458 | 21798 | 13251.0638 | 0 | 62 | 0.44843 | Laporte | 958.4 | 495.7 | 46250 | 80 | 0
Lastrup |  | 46250 | 13301 | 8085.7143 | 9.1 | 45 | 0.34167 | Lastrup | 237.3 | 121 | 51250 | 74 | 6.5
Lauderdale |  | 41512 | 6832 | 4153.1915 | 7 | 477 | 0.33161 | Lauderdale | 5669.9 | 2864.7 | 41632 | 1056 | 5.5
Le Center |  | 51313 | 4687 | 2849.2401 | 9 | 679 | 0.27619 | Le Center | 13 | 8.6 | 46389 | 958 | 8.3
Le Roy |  | 48333 | 10052 | 6110.6383 | 6.3 | 334 | 0.20631 | Le Roy | 13 | 8.6 | 49722 | 372 | 6.8
Le Sueur |  | 45549 | 4643 | 2822.4924 | 3.6 | 1246 | 0.23824 | Le Sueur | 13 | 8.6 | 48407 | 1757 | 3.9
Lengby |  | 31250 | 4758 | 2892.4012 | 0 | 45 | 0.19149 | Lengby | 359.7 | 251 | 34643 | 46 | 0
Leonard |  | 43750 | 34454 | 20944.6809 | 0 | 14 | 0.31034 | Leonard | 93.6 | 47.9 | 63000 | 12 | 0
Leonidas |  | 24375 | 16588 | 10083.8906 | 17.9 | 35 | 0.41176 | Leonidas | 173.2 | 69.2 | 16250 | 34 | 13.3
Lester Prairie |  | 49338 | 9409 | 5719.7568 | 7.6 | 510 | 0.1611 | Lester Prairie | 854 | 375.5 | 49191 | 651 | 6.7
Lewiston |  | 59833 | 7626 | 4635.8663 | 6.5 | 446 | 0.1658 | Lewiston | 1408 | 551 | 61953 | 557 | 8.9
Lewisville |  | 36667 | 15401 | 9362.31 | 21.1 | 86 | 0.33188 | Lewisville | 867.1 | 402.4 | 32125 | 89 | 10.6
Lexington |  | 49934 | 12316 | 7486.9301 | 13.1 | 520 | 0.31893 | Lexington | 20.7 | 8.8 | 49961 | 769 | 5.7
Lilydale |  | 78125 | 14517 | 8824.924 | 4.6 | 269 | 0.045255 | Lilydale | 1081.6 | 770.8 | 77500 | 434 | 6
Lindstrom |  | 56926 | 8821 | 5362.31 | 5.5 | 1466 | 0.13849 | Lindstrom | 1232.4 | 539.1 | 63882 | 1826 | 4.3
Lino Lakes |  | 99424 | 2985 | 1814.5897 | 5.8 | 5787 | 0.06757 | Lino Lakes | 716.4 | 224.1 | 103407 | 6536 | 5.6
Lismore |  | 36500 | 11709 | 7117.9331 | 2.5 | 90 | 0.37121 | Lismore | 4.9 | 2 | 42500 | 96 | 2.6
Litchfield |  | 49422 | 2523 | 1533.7386 | 6.6 | 1945 | 0.23823 | Litchfield | 26.5 | 11.8 | 50668 | 2747 | 5.3
Little Canada |  | 48572 | 3122 | 1897.8723 | 7.5 | 2639 | 0.23823 | Little Canada | 2509.7 | 1204.1 | 49518 | 4510 | 7.4
Little Falls |  | 34990 | 3700 | 2249.2401 | 11.5 | 2322 | 0.34944 | Little Falls | 48.6 | 18.4 | 35410 | 3840 | 8.4
Littlefork |  | 37500 | 6154 | 3741.0334 | 7.3 | 210 | 0.27625 | Littlefork | 24.1 | 11.1 | 40903 | 303 | 6.8
Long Beach |  | 63750 | 12668 | 7700.9119 | 2.8 | 162 | 0.14439 | Long Beach | 230.7 | 185.2 | 65938 | 161 | 1.1
Long Lake |  | 65363 | 4617 | 2806.6869 | 5.1 | 535 | 0.21188 | Long Lake | 9.8 | 5.5 | 66382 | 767 | 5
Long Prairie |  | 36482 | 3329 | 2023.7082 | 4.4 | 810 | 0.28399 | Long Prairie | 25.7 | 10.8 | 36487 | 1367 | 4.6
Longville |  | 25208 | 4612 | 2803.6474 | 0 | 47 | 0.35644 | Longville | 186 | 195.5 | 26389 | 68 | 0
Lonsdale |  | 73056 | 10605 | 6446.8085 | 3.3 | 1113 | 0.11908 | Lonsdale | 1347 | 502.3 | 67250 | 1333 | 2.4
Loretto |  | 68056 | 9289 | 5646.8085 | 6.5 | 216 | 0.073733 | Loretto | 2246.9 | 961 | 74167 | 274 | 4.6
Louisburg |  | 53750 | 8613 | 5235.8663 | 42.1 | 7 | 0 | Louisburg | 154.6 | 98.7 | 43125 | 13 | 15.8
Lowry |  | 55833 | 6534 | 3972.0365 | 0 | 82 | 0.083665 | Lowry | 808 | 381 | 56250 | 120 | 0
Lucan |  | 51071 | 10339 | 6285.1064 | 0 | 63 | 0.19632 | Lucan | 504.5 | 290.5 | 51875 | 81 | 0
Luverne |  | 36667 | 3305 | 2009.1185 | 4.5 | 1466 | 0.25709 | Luverne | 14.9 | 5.7 | 38351 | 2102 | 6.1
Lyle |  | 45197 | 3988 | 2424.3161 | 4.2 | 150 | 0.25806 | Lyle | 10 | 4.3 | 44583 | 198 | 5.2
Lynd |  | 56250 | 17026 | 10350.152 | 8.5 | 137 | 0.26697 | Lynd | 12 | 4.9 | 75243 | 179 | 4.2
Mabel |  | 42933 | 2970 | 1805.4711 | 5.4 | 270 | 0.22802 | Mabel | 1624.6 | 820.6 | 42212 | 333 | 0.5
Madelia |  | 49875 | 5791 | 3520.3647 | 6.8 | 630 | 0.16777 | Madelia | 10.5 | 4.3 | 50250 | 931 | 3
Madison |  | 39878 | 7144 | 4342.8571 | 3.6 | 526 | 0.20916 | Madison | 6.2 | 2.8 | 40859 | 712 | 3.9
Madison Lake |  | 60125 | 8039 | 4886.9301 | 7.6 | 249 | 0.22192 | Madison Lake | 982.5 | 415.4 | 63438 | 407 | 7.5
Magnolia |  | 47188 | 14032 | 8530.0912 | 12.4 | 85 | 0.13061 | Magnolia | 6 | 2.7 | 41667 | 86 | 14.1
Mahnomen |  | 31389 | 7452 | 4530.0912 | 9.6 | 340 | 0.43529 | Mahnomen | 1149.5 | 551.1 | 34125 | 516 | 8.5
Mahtomedi |  | 96125 | 8010 | 4869.3009 | 4.8 | 2240 | 0.10282 | Mahtomedi | 2200.9 | 834.4 | 97766 | 2861 | 4.6
Manchester |  | 40833 | 13569 | 8248.6322 | 4.8 | 15 | 0.275 | Manchester | 11.9 | 4.7 | 33750 | 20 | 12.5
Manhattan Beach |  | 147656 | 151682 | 92207.9027 | 0 | 24 | 0.15556 | Manhattan Beach | 37.6 | 38.2 | 73750 | 22 | 0
Mankato |  | 41171 | 2317 | 1408.5106 | 7.5 | 8375 | 0.36906 | Mankato | 150.1 | 37.5 | 42929 | 15351 | 6.4
Mantorville |  | 59000 | 6778 | 4120.3647 | 8.1 | 379 | 0.14966 | Mantorville | 60.6 | 20.6 | 61750 | 465 | 8.3
Maple Grove |  | 92188 | 3062 | 1861.3982 | 6.1 | 20435 | 0.069655 | Maple Grove | 1886.6 | 724 | 92267 | 24397 | 5.5
Maple Lake |  | 50321 | 6263 | 3807.2948 | 6.1 | 595 | 0.20545 | Maple Lake | 64.7 | 29.6 | 52019 | 799 | 7.6
Maple Plain |  | 56731 | 7508 | 4564.1337 | 5.7 | 497 | 0.1115 | Maple Plain | 1587.7 | 696 | 62794 | 690 | 5.5
Mapleton |  | 50913 | 5133 | 3120.3647 | 9.8 | 495 | 0.24777 | Mapleton | 9.1 | 3.4 | 50227 | 612 | 4.9
Mapleview |  | 24375 | 14390 | 8747.7204 | 2.2 | 59 | 0.44886 | Mapleview | 955.2 | 504.7 | 30313 | 94 | 0.9
Maplewood |  | 59141 | 3665 | 2227.9635 | 7.4 | 11029 | 0.16571 | Maplewood | 2239.4 | 916.6 | 60323 | 15168 | 6
Marietta |  | 36174 | 1062 | 645.5927 | 5.5 | 92 | 0.17273 | Marietta | 424.2 | 264.5 | 38542 | 96 | 4.3
Marine on St. Croix |  | 97500 | 15023 | 9132.5228 | 2.7 | 263 | 0.09292 | Marine on St. Croix | 177.5 | 89.6 | 101607 | 299 | 3.9
Marshall |  | 44409 | 4317 | 2624.3161 | 4.7 | 2912 | 0.27743 | Marshall | 10.4 | 3.7 | 47042 | 5342 | 4.1
Mayer |  | 90417 | 8870 | 5392.0973 | 4.1 | 504 | 0.074324 | Mayer | 1262.5 | 446.8 | 91771 | 577 | 3.5
Maynard |  | 43077 | 5556 | 3377.5076 | 15.8 | 127 | 0.19121 | Maynard | 566.1 | 270.7 | 37000 | 150 | 10.4
Mazeppa |  | 57019 | 9161 | 5568.997 | 9.3 | 284 | 0.15487 | Mazeppa | 33.2 | 14.2 | 53750 | 338 | 10.2
McGrath |  | 14375 | 22708 | 13804.2553 | 3.3 | 38 | 0.375 | McGrath | 33.2 | 14.2 | 18750 | 35 | 3.2
McGregor |  | 26719 | 7122 | 4329.4833 | 16.2 | 123 | 0.51297 | McGregor | 33.2 | 14.2 | 27500 | 226 | 12
McIntosh |  | 23750 | 8077 | 4910.0304 | 3.2 | 133 | 0.45232 | McIntosh | 33.2 | 14.2 | 32708 | 238 | 2.2
McKinley |  | 50000 | 42349 | 25744.0729 | 17.5 | 35 | 0.18919 | McKinley | 33.2 | 14.2 | 51250 | 44 | 15.5
Meadowlands |  | 20500 | 9731 | 5915.5015 | 0 | 33 | 0.51136 | Meadowlands | 5.1 | 2.9 | 21875 | 51 | 8.8
Medford |  | 62857 | 7517 | 4569.6049 | 5.7 | 418 | 0.15517 | Medford | 48.8 | 18.4 | 65625 | 468 | 6.1
Medicine Lake |  | 76250 | 15760 | 9580.5471 | 7.7 | 122 | 0.16782 | Medicine Lake | 2117.8 | 993.3 | 80208 | 157 | 6.8
Medina |  | 127039 | 23532 | 14305.1672 | 8.1 | 1516 | 0.091677 | Medina | 192.2 | 69.9 | 126161 | 1744 | 6.6
Meire Grove |  | 27375 | 5830 | 3544.0729 | 15.1 | 46 | 0.28025 | Meire Grove | 322.4 | 140.5 | 31875 | 81 | 8.1
Melrose |  | 43659 | 6187 | 3761.0942 | 3.7 | 974 | 0.33276 | Melrose | 19.3 | 9 | 37433 | 1265 | 3.7
Menahga |  | 28487 | 4923 | 2992.7052 | 9.1 | 318 | 0.35607 | Menahga | 353 | 176.7 | 24508 | 629 | 9.8
Mendota |  | 44000 | 14076 | 8556.8389 | 14 | 44 | 0.24378 | Mendota | 739.4 | 306.2 | 51786 | 78 | 11.3
Mendota Heights |  | 95083 | 7793 | 4737.386 | 5.7 | 4032 | 0.060505 | Mendota Heights | 1209.8 | 504.9 | 98098 | 4528 | 5.2
Mentor |  | 31375 | 11056 | 6720.9726 | 21.3 | 54 | 0.16875 | Mentor | 81.9 | 50.8 | 29063 | 83 | 18.4
Middle River |  | 37500 | 6424 | 3905.1672 | 6 | 113 | 0.22599 | Middle River | 2.2 | 1.1 | 41250 | 143 | 8.7
Miesville |  | 48750 | 41778 | 25396.9605 | 9.6 | 52 | 0.26582 | Miesville | 69.4 | 31.6 | 51250 | 74 | 10.6
Milaca |  | 38871 | 5503 | 3345.2888 | 4.1 | 669 | 0.23412 | Milaca | 49.8 | 18.6 | 37069 | 1288 | 3.5
Milan |  | 39167 | 9069 | 5513.0699 | 8.1 | 103 | 0.34834 | Milan | 303.1 | 146.2 | 34286 | 142 | 8
Millerville |  | 64375 | 27881 | 16948.9362 | 0 | 54 | 0.22034 | Millerville | 10.6 | 7.4 | 64688 | 73 | 0
Millville |  | 44375 | 12811 | 7787.8419 | 16.5 | 54 | 0.16234 | Millville | 1291.2 | 567.6 | 47917 | 63 | 18.7
Milroy |  | 37386 | 10116 | 6149.5441 | 0.8 | 83 | 0.19388 | Milroy | 985.7 | 496.7 | 37500 | 106 | 2.4
Miltona |  | 36625 | 8073 | 4907.5988 | 8.8 | 107 | 0.23718 | Miltona | 29.8 | 31.5 | 36667 | 146 | 9.6
Minneapolis |  | 49885 | 800 | 486.3222 | 9.6 | 81456 | 0.32191 | Minneapolis | 7088.3 | 3303.3 | 50767 | 166824 | 9
Minneiska |  | 58125 | 24358 | 14807.2948 | 18.9 | 23 | 0.057692 | Minneiska | 17.6 | 13.2 | 66875 | 52 | 8.6
Minneota |  | 51750 | 8689 | 5282.0669 | 6.2 | 452 | 0.12212 | Minneota | 973.3 | 444 | 51827 | 579 | 4.5
Minnesota City |  | 52656 | 13020 | 7914.8936 | 3 | 50 | 0.052023 | Minnesota City | 429.6 | 204.4
Minnesota Lake |  | 44583 | 8676 | 5274.1641 | 15.9 | 235 | 0.17157 | Minnesota Lake | 6.1 | 2.7 | 52708 | 281 | 11.4
Minnetonka |  | 80372 | 3077 | 1870.5167 | 6.1 | 16181 | 0.089384 | Minnetonka | 1847 | 865.1 | 80068 | 22306 | 5.4
Minnetonka Beach |  | 136500 | 19226 | 11687.538 | 11.2 | 199 | 0.004894 | Minnetonka Beach | 1158.6 | 496.5 | 152188 | 205 | 11.7
Minnetrista |  | 118099 | 15422 | 9375.076 | 4.5 | 2116 | 0.074199 | Minnetrista | 247.3 | 90.5 | 107083 | 2243 | 3.8
Mizpah |  | 21458 | 5609 | 3409.7264 | 4.3 | 39 | 0.54795 | Mizpah | 18.5 | 14.8 | 22321 | 43 | 5.3
Montevideo |  | 43357 | 4759 | 2893.0091 | 4.4 | 1478 | 0.23055 | Montevideo | 1129.7 | 526.8 | 44503 | 2243 | 3.4
Montgomery |  | 49032 | 6373 | 3874.1641 | 8.9 | 926 | 0.23722 | Montgomery | 20.2 | 8.4 | 49755 | 1129 | 9.1
Monticello |  | 72650 | 5820 | 3537.9939 | 6.4 | 3420 | 0.12807 | Monticello | 85.6 | 31.6 | 73151 | 4693 | 4.9
Montrose |  | 61296 | 6025 | 3662.614 | 4.2 | 798 | 0.26382 | Montrose | 889.7 | 348.8 | 62419 | 1016 | 4.6
Moorhead |  | 46600 | 2191 | 1331.9149 | 6.4 | 8816 | 0.22806 | Moorhead | 14.4 | 6.1 | 49514 | 14454 | 5.7
Moose Lake |  | 34893 | 5208 | 3165.9574 | 8.9 | 485 | 0.45766 | Moose Lake | 2.9 | 1.9 | 36563 | 858 | 8.9
Mora |  | 39330 | 8302 | 5046.8085 | 12.1 | 833 | 0.31087 | Mora | 713.8 | 336.6 | 39250 | 1500 | 13.9
Morgan |  | 46080 | 4678 | 2843.769 | 7.7 | 303 | 0.23718 | Morgan | 7.2 | 3 | 45357 | 388 | 3.4
Morris |  | 43958 | 9035 | 5492.4012 | 7.5 | 1209 | 0.29721 | Morris | 12 | 4.6 | 41975 | 2055 | 3.3
Morristown |  | 47656 | 10280 | 6249.2401 | 6.1 | 306 | 0.19183 | Morristown | 21.2 | 9.1 | 46250 | 379 | 5.3
Morton |  | 42083 | 13277 | 8071.1246 | 2.7 | 96 | 0.19088 | Morton | 338.9 | 174 | 44688 | 181 | 2
Motley |  | 31635 | 7146 | 4344.0729 | 14.3 | 138 | 0.46692 | Motley | 503.9 | 253.8 | 25417 | 275 | 14.1
Mound |  | 70199 | 6602 | 4013.3739 | 6.7 | 3131 | 0.12694 | Mound | 7.1 | 2.6 | 72184 | 4132 | 4.5
Mounds View |  | 62620 | 4643 | 2822.4924 | 8.9 | 3428 | 0.19648 | Mounds View | 3019.2 | 1296.9 | 59121 | 4875 | 7.8
Mountain Iron |  | 49079 | 10395 | 6319.1489 | 5.3 | 958 | 0.17166 | Mountain Iron | 7.8 | 3.3 | 49570 | 1371 | 5.9
Mountain Lake |  | 41991 | 10311 | 6268.0851 | 5.5 | 723 | 0.25237 | Mountain Lake | 7.8 | 3.3 | 44743 | 879 | 5.5
Murdock |  | 43125 | 5329 | 3239.5137 | 11 | 95 | 0.30421 | Murdock | 496.8 | 234.1 | 44438 | 115 | 11.2
Myrtle |  | 41875 | 32430 | 19714.2857 | 28.6 | 12 | 0.19355 | Myrtle | 453.2 | 339.9 | 22188 | 20 | 23.1
Nashua |  | 47250 | 3238 | 1968.3891 | 24.3 | 25 | 0.23171 | Nashua | 19.4 | 8.9 | 46250 | 20 | 37.8
Nassau |  | 34167 | 8890 | 5404.2553 | 0 | 24 | 0.25397 | Nassau | 450.5 | 262.8 | 36250 | 22 | 0
Nelson |  | 49375 | 7245 | 4404.2553 | 6.1 | 66 | 0.19889 | Nelson | 8.1 | 3.6 | 54583 | 81 | 0
Nerstrand |  | 60313 | 6681 | 4061.3982 | 2.1 | 91 | 0.13636 | Nerstrand | 208.3 | 84.7 | 68750 | 106 | 2.2
Nevis |  | 37083 | 10007 | 6083.2827 | 3.8 | 142 | 0.275 | Nevis | 35.7 | 35.8 | 31827 | 171 | 3.5
New Auburn |  | 35625 | 16381 | 9958.0547 | 16.7 | 170 | 0.3814 | New Auburn | 13 | 5.4 | 45625 | 202 | 17.9
New Brighton |  | 61262 | 3700 | 2249.2401 | 5.6 | 5814 | 0.1775 | New Brighton | 3321.4 | 1467.4 | 61324 | 9169 | 5.2
New Germany |  | 50000 | 12058 | 7330.0912 | 3.5 | 139 | 0.22306 | New Germany | 373.2 | 168.5 | 52955 | 168 | 4.3
New Hope |  | 48377 | 5046 | 3067.4772 | 9 | 4761 | 0.26487 | New Hope | 4038.8 | 1797.3 | 47755 | 8680 | 7.3
New London |  | 39831 | 6596 | 4009.7264 | 4.3 | 428 | 0.24096 | New London | 118.2 | 59.9 | 43021 | 547 | 3.7
New Munich |  | 43333 | 8274 | 5029.7872 | 1.9 | 119 | 0.27813 | New Munich | 610.1 | 266.9 | 39125 | 141 | 2
New Prague |  | 58449 | 8001 | 4863.8298 | 4.3 | 1260 | 0.12262 | New Prague | 1923.6 | 752 | 66272 | 2710 | 3.3
New Richland |  | 43047 | 3609 | 2193.921 | 13.9 | 308 | 0.29733 | New Richland | 12.5 | 5.3 | 40556 | 498 | 14.2
New Trier |  | 62031 | 17986 | 10933.7386 | 8.9 | 41 | 0.065789 | New Trier | 540.4 | 202.6 | 57500 | 46 | 6.8
New Ulm |  | 45016 | 3174 | 1929.4833 | 4.3 | 4293 | 0.19085 | New Ulm | 1363 | 603.5 | 45911 | 5824 | 4.5
New York Mills |  | 36184 | 4856 | 2951.9757 | 6 | 367 | 0.35636 | New York Mills | 924.6 | 464.2 | 38864 | 630 | 3.6
Newfolden |  | 45625 | 18078 | 10989.6657 | 6.7 | 126 | 0.18182 | Newfolden | 924.6 | 464.2 | 48333 | 168 | 4
Newport |  | 56310 | 8304 | 5048.0243 | 6.7 | 958 | 0.22566 | Newport | 924.6 | 464.2 | 60556 | 1374 | 7.4
Nicollet |  | 53324 | 2639 | 1604.2553 | 4.3 | 368 | 0.152 | Nicollet | 16.1 | 6.1 | 57500 | 462 | 2.8
Nielsville |  | 25972 | 3697 | 2247.4164 | 14.5 | 56 | 0.58389 | Nielsville | 248.5 | 154.7 | 27778 | 58 | 10.2
Nimrod |  | 39375 | 11633 | 7071.7325 | 5.3 | 40 | 0.28889 | Nimrod | 74.8 | 53.1 | 40313 | 41 | 6.5
Nisswa |  | 61645 | 5398 | 3281.459 | 5.5 | 825 | 0.089749 | Nisswa | 182.8 | 136.7 | 65469 | 965 | 5.1
Norcross |  | 35000 | 20878 | 12691.7933 | 5.9 | 20 | 0.088889 | Norcross | 45 | 25.1 | 63750 | 22 | 4
North Branch |  | 62874 | 5693 | 3460.7903 | 7 | 2879 | 0.14195 | North Branch | 51.5 | 19.4 | 67220 | 3700 | 5.9
North Mankato |  | 61672 | 5299 | 3221.2766 | 5.1 | 4017 | 0.14975 | North Mankato | 0.5 | 0.2 | 56488 | 5691 | 5
North Oaks |  | 142734 | 24198 | 14710.0304 | 6.2 | 1358 | 0.090647 | North Oaks | 646 | 270 | 147238 | 1713 | 4.8
North St. Paul |  | 51711 | 4767 | 2897.8723 | 11.4 | 3021 | 0.24068 | North St. Paul | 4023.2 | 1692.8 | 52246 | 4694 | 12
Northfield |  | 57994 | 5220 | 3173.2523 | 5.9 | 3821 | 0.20366 | Northfield | 5.7 | 6.9 | 58375 | 6227 | 5.7
Northome |  | 21771 | 6091 | 3702.7356 | 12.4 | 74 | 0.5 | Northome | 5.7 | 6.9 | 27788 | 95 | 7
Northrop |  | 43750 | 18028 | 10959.2705 | 6.8 | 91 | 0.40203 | Northrop | 5.7 | 6.9 | 45625 | 121 | 5
Norwood Young America |  | 66413 | 8776 | 5334.9544 | 8.8 | 947 | 0.18202 | Norwood Young America | 1411 | 585.2 | 64470 | 1328 | 9.5
Nowthen |  | 91793 | 9483 | 5764.7416 | 6.8 | 1410 | 0.13776 | Nowthen | 132.4 | 44.5 | 80865 | 1529 | 6
Oak Grove |  | 89360 | 6517 | 3961.7021 | 6.9 | 2440 | 0.087684 | Oak Grove | 18.1 | 6.4 | 85250 | 2667 | 6.4
Oak Park Heights |  | 49223 | 7539 | 4582.9787 | 6.2 | 1026 | 0.1619 | Oak Park Heights | 18.1 | 6.4 | 49318 | 1992 | 4.4
Oakdale |  | 67753 | 3798 | 2308.8146 | 7.4 | 8039 | 0.15647 | Oakdale | 2501.4 | 1040.5 | 67822 | 10859 | 6.5
Odessa |  | 43750 | 29060 | 17665.6535 | 1.7 | 57 | 0.33898 | Odessa | 3.7 | 2 | 51875 | 62 | 6.9
Odin |  | 36563 | 18329 | 11142.2492 | 1.8 | 51 | 0.30841 | Odin | 4.9 | 2.4 | 46000 | 46 | 1.7
Ogema |  | 27500 | 19227 | 11688.1459 | 19.6 | 33 | 0.59155 | Ogema | 7.5 | 4.9 | 35208 | 67 | 19.7
Ogilvie |  | 30938 | 6418 | 3901.5198 | 20 | 113 | 0.60465 | Ogilvie | 395.1 | 199.2 | 28500 | 178 | 18.1
Okabena |  | 45833 | 6261 | 3806.079 | 3.9 | 70 | 0.33136 | Okabena | 914.3 | 418.2 | 41667 | 74 | 2
Oklee |  | 27283 | 11647 | 7080.2432 | 3.1 | 140 | 0.33143 | Oklee | 727.1 | 376.1 | 29773 | 196 | 5.4
Olivia |  | 41528 | 8548 | 5196.3526 | 8.2 | 681 | 0.26967 | Olivia | 1061.8 | 488.2 | 46250 | 1024 | 7.6
Onamia |  | 30391 | 4800 | 2917.9331 | 9.9 | 178 | 0.42214 | Onamia | 16.1 | 8.3 | 26875 | 392 | 9.2
Ormsby |  | 31650 | 1367 | 831.003 | 10.4 | 47 | 0.014085 | Ormsby | 561.3 | 280.7 | 34732 | 82 | 8.4
Orono |  | 100362 | 13542 | 8232.2188 | 4.6 | 2634 | 0.096362 | Orono | 465.3 | 200.8 | 101030 | 3195 | 4.2
Oronoco |  | 100625 | 25491 | 15496.0486 | 4.6 | 404 | 0.071203 | Oronoco | 71.1 | 29.1 | 104583 | 452 | 4.2
Orr |  | 41136 | 5743 | 3491.1854 | 9.2 | 82 | 0.27148 | Orr | 197.7 | 112.5 | 37500 | 140 | 7.4
Ortonville |  | 40313 | 5139 | 3124.0122 | 5.2 | 693 | 0.23977 | Ortonville | 114.5 | 64.5 | 40524 | 971 | 4.9
Osakis |  | 37167 | 6771 | 4116.1094 | 5 | 440 | 0.27763 | Osakis | 18.9 | 13.1 | 40357 | 698 | 5.5
Oslo |  | 49044 | 15415 | 9370.8207 | 12.3 | 89 | 0.17064 | Oslo | 917.4 | 439.3 | 52500 | 104 | 2.8
Osseo |  | 43561 | 3357 | 2040.7295 | 9.7 | 598 | 0.19527 | Osseo | 3249.8 | 1627.6 | 43922 | 1138 | 8.3
Ostrander |  | 39464 | 4675 | 2841.9453 | 8.1 | 84 | 0.31716 | Ostrander | 527.4 | 242.9 | 40694 | 101 | 10.7
Otsego |  | 71853 | 7856 | 4775.6839 | 8.1 | 4589 | 0.06236 | Otsego | 459.1 | 169.9 | 72626 | 5056 | 5
Ottertail |  | 42250 | 10424 | 6336.7781 | 3.2 | 194 | 0.28625 | Ottertail | 133.7 | 93.7 | 52917 | 254 | 3.9
Owatonna |  | 53342 | 2596 | 1578.1155 | 6.9 | 7363 | 0.18741 | Owatonna | 25.6 | 11.5 | 52790 | 10214 | 6.7
Palisade |  | 29479 | 4296 | 2611.5502 | 2.6 | 82 | 0.36686 | Palisade | 258.2 | 131.4 | 29688 | 77 | 2.7
Park Rapids |  | 29271 | 6115 | 3717.3252 | 6 | 874 | 0.39298 | Park Rapids | 563.2 | 304.2 | 32672 | 1856 | 5.9
Parkers Prairie |  | 30469 | 9432 | 5733.7386 | 8.4 | 290 | 0.42631 | Parkers Prairie | 563.2 | 304.2 | 33859 | 447 | 5.5
Pawnee |  | 28000 | 3000 | 2000 | 9 | 2000 | 0.2 | Pawnee | 18.3 | 8.6 | 28000 | 2000 | 9
Paynesville |  | 45069 | 7782 | 4730.6991 | 2.9 | 857 | 0.19226 | Paynesville | 49 | 31 | 43385 | 1132 | 3.2
Pease |  | 51563 | 13174 | 8008.5106 | 14.6 | 36 | 0.28814 | Pease | 266.9 | 102.6 | 46875 | 79 | 8.2
Pelican Rapids |  | 34688 | 4533 | 2755.6231 | 6.9 | 664 | 0.44462 | Pelican Rapids | 973.6 | 388.8 | 34489 | 916 | 5.5
Pemberton |  | 63750 | 20827 | 12660.7903 | 5.9 | 97 | 0.10355 | Pemberton | 1366.3 | 542.1 | 71023 | 117 | 7.1
Pennock |  | 42083 | 10026 | 6094.8328 | 2.8 | 161 | 0.34295 | Pennock | 481.1 | 174.3 | 42875 | 191 | 2.6
Pequot Lakes |  | 42212 | 7075 | 4300.9119 | 6.2 | 565 | 0.27674 | Pequot Lakes | 132.4 | 85.3 | 37869 | 961 | 3.4
Perham |  | 45040 | 5025 | 3054.7112 | 7.5 | 798 | 0.26162 | Perham | 26.9 | 12.8 | 50548 | 1343 | 7.7
Perley |  | 48542 | 8220 | 4996.9605 | 4.6 | 49 | 0.13274 | Perley | 388.7 | 223.9 | 47750 | 53 | 4.2
Peterson |  | 43125 | 6032 | 3666.8693 | 10.8 | 78 | 0.24623 | Peterson | 409.7 | 222.4 | 48750 | 86 | 9.3
Pierz |  | 34432 | 6689 | 4066.2614 | 4.7 | 389 | 0.30738 | Pierz | 19 | 6.9 | 34808 | 536 | 6.4
Pillager |  | 32054 | 4216 | 2562.9179 | 8.4 | 134 | 0.29091 | Pillager | 550.4 | 255.8 | 31607 | 195 | 7.8
Pine City |  | 46556 | 5873 | 3570.2128 | 6.8 | 901 | 0.28018 | Pine City | 298.9 | 116.5
Pine Island |  | 52274 | 3415 | 2075.9878 | 6.6 | 826 | 0.17444 | Pine Island | 17.1 | 7.2 | 62690 | 1441 | 6.2
Pine River |  | 23992 | 3758 | 2284.4985 | 2.3 | 178 | 0.49369 | Pine River | 33.1 | 17.3 | 23911 | 387 | 1.8
Pine Springs |  | 98750 | 18409 | 11190.8815 | 4.4 | 147 | 0.051724 | Pine Springs | 508.9 | 185.8 | 96875 | 135 | 3.1
Pipestone |  | 42909 | 5307 | 3226.1398 | 8.2 | 1120 | 0.26454 | Pipestone | 1032.8 | 510.6 | 41154 | 1858 | 6.1
Plainview-Elgin |  | 50164.8307 |  |  | 4.4178 | 1412 |  |  |  |  | 57942.7946 | 1762 | 4.2648
Plainview |  | 49302 | 4809 | 2923.4043 | 4 | 1065 | 0.26508 | Plainview | 13.3 | 5.6 | 55166 | 1331 | 3.8
Plato |  | 63523 | 9914 | 6026.7477 | 4 | 134 | 0.10063 | Plato | 924.8 | 421.9 | 65208 | 151 | 3.9
Plummer |  | 47708 | 12089 | 7348.9362 | 9.3 | 113 | 0.22785 | Plummer | 104.4 | 50.4 | 41979 | 159 | 6.6
Plymouth |  | 84392 | 2364 | 1437.0821 | 5.4 | 20960 | 0.095284 | Plymouth | 2159.5 | 917.4 | 84321 | 29597 | 5.3
Porter |  | 47273 | 6415 | 3899.696 | 0 | 77 | 0.145 | Porter | 1254.7 | 541.5 | 59167 | 76 | 0
Preston |  | 40179 | 5332 | 3241.3374 | 3.8 | 405 | 0.24024 | Preston | 1254.7 | 541.5 | 42973 | 564 | 3.9
Princeton |  | 32154 | 3930 | 2389.0578 | 10.6 | 1138 | 0.27389 | Princeton | 71.1 | 27.4 | 35753 | 1987 | 8.4
Prinsburg |  | 54688 | 7055 | 4288.7538 | 1.1 | 186 | 0.15768 | Prinsburg | 496.2 | 215.7 | 62188 | 206 | 3.2
Prior Lake |  | 93897 | 8309 | 5051.0638 | 5.7 | 7077 | 0.078636 | Prior Lake | 1476.5 | 575.3 | 95692 | 8773 | 4.9
Proctor |  | 55318 | 4504 | 2737.9939 | 14.1 | 910 | 0.20033 | Proctor | 1020.6 | 454.4 | 55777 | 1291 | 4.6
Quamba |  | 35938 | 19406 | 11796.9605 | 8.8 | 35 | 0.25424 | Quamba | 171 | 65.3 | 26389 | 46 | 24.3
Racine |  | 54167 | 19310 | 11738.6018 | 2.4 | 135 | 0.21739 | Racine | 12.8 | 5 | 62250 | 139 | 2.1
Ramsey |  | 81519 | 2457 | 1493.617 | 6.7 | 7347 | 0.09025 | Ramsey | 821.5 | 288.1 | 83115 | 8245 | 6.3
Randall |  | 39076 | 2933 | 1782.9787 | 16.1 | 202 | 0.30717 | Randall | 316.6 | 146.6 | 38971 | 260 | 10.5
Randolph |  | 75417 | 17561 | 10675.3799 | 10.4 | 123 | 0.15 | Randolph | 71.3 | 28.9 | 73125 | 145 | 8.1
Ranier |  | 52955 | 20859 | 12680.2432 | 3.6 | 262 | 0.1035 | Ranier | 1009.2 | 619.4 | 53077 | 254 | 6.2
Raymond |  | 46417 | 4641 | 2821.2766 | 4.5 | 219 | 0.21893 | Raymond | 7.2 | 2.3 | 41250 | 276 | 4.8
Red Lake Falls |  | 39565 | 8511 | 5173.8602 | 7.6 | 451 | 0.24567 | Red Lake Falls | 5.9 | 2.9 | 41827 | 571 | 5.8
Red Wing |  | 50387 | 5559 | 3379.3313 | 7.1 | 4826 | 0.24232 | Red Wing | 475.7 | 217.9 | 48431 | 6892 | 7.2
Redwood Falls |  | 43713 | 4680 | 2844.9848 | 5.1 | 1612 | 0.20126 | Redwood Falls | 5.3 | 2.5 | 44784 | 2248 | 5.8
Regal |  | 57500 | 53801 | 32705.7751 | 0 | 21 | 0.10204 | Regal | 67.7 | 39.8 | 78750 | 21 | 0
Remer |  | 20417 | 7845 | 4768.997 | 14.9 | 98 | 0.58163 | Remer | 6.4 | 3.9 | 22500 | 198 | 13.5
Renville |  | 47639 | 9206 | 5596.3526 | 6.7 | 398 | 0.16577 | Renville | 924.4 | 435.3 | 48750 | 567 | 7.7
Revere |  | 31250 | 9598 | 5834.6505 | 2.9 | 26 | 0.62245 | Revere | 165.6 | 69.7 | 38125 | 28 | 5.9
Rice |  | 67993 | 3052 | 1855.3191 | 2.6 | 446 | 0.14061 | Rice | 4.5 | 4 | 70114 | 544 | 2.3
Richfield |  | 52829 | 2532 | 1539.2097 | 10.2 | 9373 | 0.25348 | Richfield | 5131.5 | 2292 | 52484 | 14689 | 7.7
Richmond |  | 47254 | 3620 | 2200.6079 | 4.8 | 497 | 0.21212 | Richmond | 43.3 | 20.7 | 49083 | 612 | 3.1
Richville |  | 55625 | 25457 | 15475.3799 | 5.1 | 41 | 0.25773 | Richville | 96.7 | 49.3 | 46250 | 38 | 7.1
Riverton |  | 47000 | 15928 | 9682.6748 | 4.3 | 52 | 0.1931 | Riverton | 151.9 | 79.2 | 38750 | 49 | 6.8
Robbinsdale |  | 57080 | 4262 | 2590.8815 | 7.7 | 4053 | 0.16762 | Robbinsdale | 4999.8 | 2299 | 57012 | 5977 | 7.7
Rochester |  | 62575 | 1904 | 1157.4468 | 4.4 | 30591 | 0.17518 | Rochester | 1329.6 | 611.7 | 63472 | 43651 | 4.8
Rock Creek |  | 53750 | 6302 | 3831.003 | 11.5 | 526 | 0.19681 | Rock Creek | 1329.6 | 611.7 | 57277 | 629 | 10.2
Rockford |  | 66484 | 21380 | 12996.9605 | 6.5 | 1062 | 0.20849 | Rockford | 96.7 | 36.8 | 71458 | 1526 | 5.1
Rockville |  | 67583 | 11391 | 6924.6201 | 5.8 | 775 | 0.13898 | Rockville | 86.1 | 36.6 | 59792 | 906 | 6
Rogers |  | 96090 | 6792 | 4128.8754 | 3.3 | 3016 | 0.038735 | Rogers | 1067.5 | 374.2 | 100525 | 3876 | 3.7
Rollingstone |  | 67727 | 5392 | 3277.8116 | 4.8 | 203 | 0.10426 | Rollingstone | 23.5 | 10.6 | 64167 | 234 | 4.9
Roosevelt |  | 27500 | 12120 | 7367.7812 | 0 | 25 | 0.063492 | Roosevelt | 145.1 | 74 | 31250 | 40 | 0
Roscoe |  | 48125 | 24552 | 14925.228 | 20.9 | 59 | 0.15217 | Roscoe | 159.6 | 87.6 | 41042 | 43 | 5.7
Rose Creek |  | 50714 | 8430 | 5124.6201 | 1.3 | 149 | 0.15561 | Rose Creek | 858.3 | 363.8 | 50000 | 178 | 3.6
Roseau |  | 45726 | 5872 | 3569.6049 | 3.1 | 638 | 0.29393 | Roseau | 4.6 | 2 | 51250 | 1043 | 2.7
Rosemount |  | 85348 | 4325 | 2629.1793 | 5 | 6707 | 0.12729 | Rosemount | 658.5 | 236.4 | 86845 | 7759 | 4
Roseville |  | 62352 | 3382 | 2055.9271 | 4.4 | 9509 | 0.16439 | Roseville | 2588.5 | 1191.2 | 62464 | 14797 | 4.4
Rothsay |  | 42500 | 6985 | 4246.2006 | 2.5 | 95 | 0.18983 | Rothsay | 1159.1 | 624.5 | 43611 | 198 | 0
Round Lake |  | 30515 | 3398 | 2065.6535 | 3.6 | 126 | 0.39509 | Round Lake | 363.6 | 203.1 | 31071 | 188 | 7.5
Royalton |  | 44097 | 7097 | 4314.2857 | 6 | 334 | 0.19001 | Royalton | 60.8 | 912.6 | 47283 | 478 | 4.8
Rush City |  | 43643 | 7026 | 4271.1246 | 10.9 | 529 | 0.26477 | Rush City | 724.8 | 213.8 | #N/A | #N/A | #N/A
Rushford |  | 47500 | 5863 | 3564.1337 | 7.5 | 486 | 0.24537 | Rushford | 36.4 | 30.5 | 40350 | 781 | 7.4
Rushford Village |  | 68125 | 14707 | 8940.4255 | 5 | 344 | 0.077869 | Rushford Village | 36.4 | 30.5 | 76071 | 346 | 2.8
Rushmore |  | 33750 | 20834 | 12665.0456 | 4.5 | 101 | 0.22932 | Rushmore | 1353.6 | 684.7 | 31944 | 142 | 5.6
Russell |  | 52500 | 8228 | 5001.8237 | 0 | 130 | 0.096774 | Russell | 373.3 | 193.3 | 55893 | 159 | 2.1
Ruthton |  | 44773 | 7715 | 4689.9696 | 4.7 | 86 | 0.30159 | Ruthton | 366 | 194.4 | 39375 | 125 | 6.8
Rutledge |  | 34722 | 9578 | 5822.4924 | 9.5 | 115 | 0.29293 | Rutledge | 77.5 | 44 | 35417 | 107 | 12.6
Sabin |  | 64659 | 8436 | 5128.2675 | 1.1 | 193 | 0.11409 | Sabin | 1480.4 | 530.3 | 68000 | 184 | 1.5
Sacred Heart |  | 34688 | 10596 | 6441.3374 | 18.2 | 175 | 0.31927 | Sacred Heart | 5.2 | 2.3 | 34750 | 231 | 17.5
Sanborn |  | 38750 | 5757 | 3499.696 | 4.1 | 132 | 0.26531 | Sanborn | 162.9 | 92.7 | 39375 | 165 | 2.1
Sandstone |  | 42788 | 6189 | 3762.31 | 10.4 | 331 | 0.22792 | Sandstone | 13.6 | 6.7 | 43452 | 668 | 8.8
Sargeant |  | 59375 | 25389 | 15434.0426 | 6.8 | 42 | 0.17333 | Sargeant | 8.8 | 3.2 | 59375 | 47 | 5
Sartell |  | 81891 | 9683 | 5886.3222 | 2.5 | 3774 | 0.048476 | Sartell | 1940.8 | 818.3 | 69380 | 6063 | 3.6
Sauk Centre |  | 46890 | 6058 | 3682.6748 | 5.4 | 1151 | 0.23297 | Sauk Centre | 30.3 | 13.4 | 50506 | 1822 | 4
Sauk Rapids |  | 56217 | 3263 | 1983.5866 | 8.8 | 3408 | 0.19418 | Sauk Rapids | 78.3 | 36.6 | 52164 | 5090 | 9.1
Savage |  | 90921 | 3000 | 1823.7082 | 5.8 | 8090 | 0.077671 | Savage | 1721.3 | 603.1 | 94432 | 9316 | 5.4
Scandia |  | 79457 | 11267 | 6849.2401 | 7 | 1283 | 0.093758 | Scandia | 113.1 | 49 | 82829 | 1500 | 6.5
Scanlon |  | 45417 | 10864 | 6604.2553 | 10.7 | 386 | 0.21855 | Scanlon | 1173.8 | 530.6 | 50982 | 455 | 10.6
Seaforth |  | 32188 | 26229 | 15944.6809 | 20 | 31 | 0.21978 | Seaforth | 86.3 | 38.1 | 43750 | 28 | 21.7
Sebeka |  | 34265 | 6149 | 3737.9939 | 7.4 | 252 | 0.24305 | Sebeka | 287.5 | 147.2 | 31750 | 301 | 5.4
Sedan |  | 31458 | 12527 | 7615.1976 | 0 | 31 | 0.60274 | Sedan | 88.4 | 55 | 38750 | 18 | 0
Shafer |  | 52071 | 2785 | 1693.0091 | 6.9 | 290 | 0.2125 | Shafer | 36.3 | 14.3 | 52857 | 358 | 5.4
Shakopee |  | 79743 | 3247 | 1973.8602 | 6.6 | 10115 | 0.12187 | Shakopee | 1323.8 | 476.3 | 79670 | 12981 | 5.9
Shelly |  | 31591 | 10054 | 6111.8541 | 12 | 76 | 0.42466 | Shelly | 2.7 | 1.4 | 38750 | 89 | 10.6
Sherburn |  | 44545 | 7323 | 4451.6717 | 2.7 | 338 | 0.2387 | Sherburn | 1244.5 | 616.2 | 44028 | 420 | 3.8
Shevlin |  | 31875 | 16382 | 9958.6626 | 23.6 | 44 | 0.40132 | Shevlin | 14.6 | 6.5 | 31806 | 69 | 18.8
Shoreview |  | 77346 | 3760 | 2285.7143 | 5.1 | 8931 | 0.081573 | Shoreview | 2324.3 | 1004.8 | 79485 | 10910 | 4.6
Shorewood |  | 116154 | 10604 | 6446.2006 | 3 | 2431 | 0.07814 | Shorewood | 1368 | 526.4 | 113719 | 2743 | 2.9
Silver Bay |  | 40600 | 6532 | 3970.8207 | 9.2 | 785 | 0.21711 | Silver Bay | 239.1 | 123.4 | 37450 | 845 | 8.3
Silver Lake |  | 52941 | 9101 | 5532.5228 | 8.5 | 270 | 0.23312 | Silver Lake | 14.7 | 6.2 | 50000 | 364 | 6.1
Skyline |  | 81250 | 28928 | 17585.4103 | 4.4 | 122 | 0.040293 | Skyline | 1656.8 | 676.5 | 82813 | 151 | 4.8
Slayton |  | 45208 | 7957 | 4837.0821 | 6.5 | 734 | 0.28537 | Slayton | 8.7 | 3.7 | 46316 | 1010 | 4.3
Sleepy Eye |  | 43625 | 4821 | 2930.6991 | 6.9 | 978 | 0.26903 | Sleepy Eye | 2055 | 916.4 | 44125 | 1371 | 5.5
Sobieski |  | 37188 | 20041 | 12182.9787 | 3.9 | 73 | 0.16 | Sobieski | 46.8 | 21.8 | 58125 | 82 | 1.8
Solway |  | 36875 | 20822 | 12657.7508 | 0 | 33 | 0.19469 | Solway | 54.7 | 22.5 | 34750 | 26 | 0
South Haven |  | 43250 | 11464 | 6968.997 | 6.6 | 60 | 0.50413 | South Haven | 14.1 | 6.8 | 44375 | 59 | 7.3
South St. Paul |  | 55077 | 3326 | 2021.8845 | 9.9 | 5709 | 0.21594 | South St. Paul | 3570.1 | 1534.7 | 55190 | 8380 | 9.1
Spicer |  | 51667 | 9631 | 5854.7112 | 7.3 | 346 | 0.20703 | Spicer | 1026.4 | 546.2 | 55673 | 507 | 5.4
Spring Grove |  | 32768 | 4359 | 2649.848 | 4.9 | 433 | 0.25104 | Spring Grove | 2.3 | 0.9 | 35451 | 569 | 6.8
Spring Hill |  | 37917 | 3713 | 2257.1429 | 3.7 | 26 | 0.23636 | Spring Hill | 2.3 | 0.9 | 37500 | 32 | 5.3
Spring Lake Park |  | 58008 | 6256 | 3803.0395 | 12.2 | 1830 | 0.15759 | Spring Lake Park | 3238.3 | 1411.6 | 54489 | 2659 | 10.8
Spring Park |  | 44667 | 4816 | 2927.6596 | 3.9 | 228 | 0.16045 | Spring Park | 4679.5 | 3005.6 | 50391 | 964 | 3.6
Spring Valley |  | 47599 | 3988 | 2424.3161 | 11.9 | 787 | 0.24427 | Spring Valley | 16.2 | 7.5 | 46194 | 1035 | 7.5
Springfield |  | 37833 | 5276 | 3207.2948 | 6.5 | 677 | 0.21047 | Springfield | 16.2 | 7.5 | 39426 | 875 | 6.1
Squaw Lake |  | 22500 | 8169 | 4965.9574 | 21.7 | 22 | 0.76033 | Squaw Lake |  |  | 30938 | 38 | 26.8
Saint Anthony |  | 75781 | 9598 | 5834.6505 | 6.3 | 1765 | 0.089204 | St. Anthony |  |  | #N/A | #N/A | #N/A
Saint Augusta |  | 79091 | 9292 | 5648.6322 | 4.9 | 1099 | 0.051525 | St. Augusta |  |  | 75139 | 1182 | 3.7
Saint Bonifacius |  | 83370 | 8769 | 5330.6991 | 9.3 | 735 | 0.040277 | St. Bonifacius |  |  | 83506 | 833 | 8.9
Saint Charles |  | 52802 | 5261 | 3198.1763 | 7.4 | 902 | 0.24966 | St. Charles |  |  | 52652 | 1333 | 8
Saint Clair |  | 68250 | 29966 | 18216.4134 | 3.8 | 207 | 0.15045 | St. Clair |  |  | 71477 | 277 | 3.9
Saint Cloud |  | 45127 | 2031 | 1234.6505 | 9 | 11381 | 0.32592 | St. Cloud |  |  | 44485 | 25279 | 9.2
Saint Francis |  | 66573 | 9487 | 5767.1733 | 9.3 | 2202 | 0.17859 | St. Francis |  |  | 64609 | 2596 | 7.6
Saint Hilaire |  | 42500 | 9986 | 6070.5167 | 14.3 | 94 | 0.18145 | St. Hilaire |  |  | 42000 | 126 | 12.3
Saint James |  | 43686 | 3734 | 2269.9088 | 6.6 | 1080 | 0.26238 | St. James |  |  | 43533 | 1831 | 5.4
Saint Joseph |  | 54063 | 13589 | 8260.7903 | 4.7 | 1396 | 0.28122 | St. Joseph |  |  | 51192 | 1791 | 5.7
Saint Leo |  | 32917 | 13685 | 8319.1489 | 18.2 | 48 | 0.43357 | St. Leo |  |  | 36250 | 50 | 16.7
Saint Louis Park |  | 67109 | 2697 | 1639.5137 | 5.4 | 12614 | 0.14484 | St. Louis Park |  |  | 65151 | 22056 | 5.2
Saint Martin |  | 64500 | 5941 | 3611.5502 | 4 | 111 | 0.22468 | St. Martin |  |  | 60833 | 120 | 4.9
Saint Marys Point |  | 75625 | 17678 | 10746.5046 | 11.9 | 131 | 0.27818 | St. Marys Point |  |  | 75500 | 156 | 9.5
Saint Michael |  | 89561 | 5163 | 3138.6018 | 5.3 | 5091 | 0.045034 | St. Michael |  |  | 94318 | 5498 | 4.1
St. Paul |  | 47010 | 820 | 498.4802 | 10 | 56411 | 0.33863 | St. Paul |  |  | 48258 | 112407 | 9.5
St. Paul Park |  | 58627 | 6227 | 3785.4103 | 10.7 | 1735 | 0.20242 | St. Paul Park |  |  | 57917 | 2023 | 9.5
Saint Peter |  | 49848 | 4255 | 2586.6261 | 5.8 | 2218 | 0.27592 | St. Peter |  |  | 56071 | 3550 | 3.8
Saint Rosa |  | 63750 | 17085 | 10386.0182 | 0 | 20 | 0 | St. Rosa |  |  | 57321 | 23 | 0
Saint Stephen |  | 76071 | 9284 | 5643.769 | 4.7 | 283 | 0.055346 | St. Stephen |  |  | 69904 | 313 | 5.8
Saint Vincent |  | 36071 | 7414 | 4506.9909 | 9.1 | 28 | 0.22414 | St. Vincent |  |  | 36964 | 27 | 5.3
Stacy |  | 54500 | 11409 | 6935.5623 | 9.6 | 474 | 0.22766 | Stacy | 414.6 | 168.3 | 52868 | 575 | 9.3
Staples |  | 27393 | 8852 | 5381.155 | 16.1 | 592 | 0.46981 | Staples | 639 | 314.9 | 32122 | 1129 | 10.1
Starbuck |  | 38910 | 3648 | 2217.6292 | 7.2 | 431 | 0.20609 | Starbuck | 639 | 314.9 | 38900 | 560 | 7
Steen |  | 22000 | 2679 | 1628.5714 | 6.1 | 61 | 0.52055 | Steen | 425.7 | 179.7 | 29375 | 76 | 8.6
Stephen |  | 56833 | 12499 | 7598.1763 | 5.7 | 245 | 0.11905 | Stephen | 809.4 | 425.6 | 57361 | 323 | 5.3
Stewart |  | 44875 | 13150 | 7993.921 | 15.9 | 169 | 0.22288 | Stewart | 709.7 | 324.4 | 42950 | 223 | 10.6
Stewartville |  | 50527 | 6469 | 3932.5228 | 4 | 1888 | 0.13161 | Stewartville | 1946.2 | 797.8 | 49428 | 2331 | 3.1
Stillwater |  | 67012 | 5229 | 3178.7234 | 5.8 | 5298 | 0.14734 | Stillwater | 152.3 | 56.9 | 75200 | 7138 | 5.3
Stockton |  | 59375 | 17939 | 10905.1672 | 2.3 | 238 | 0.1932 | Stockton | 409.9 | 165.8 | 61875 | 262 | 2.6
Storden |  | 39219 | 5827 | 3542.2492 | 2.6 | 78 | 0.12987 | Storden | 4.6 | 2.3 | 41023 | 111 | 2.7
Strandquist |  | 35357 | 25406 | 15444.3769 | 20 | 25 | 0.51471 | Strandquist | 261.8 | 178.3 | 36667 | 34 | 15.4
Strathcona |  | 90417 | 112305 | 68270.5167 | 2.2 | 24 | 0.34921 | Strathcona | 90.3 | 36.9 | 93750 | 17 | 5.6
Sturgeon Lake |  | 34943 | 13817 | 8399.3921 | 10.4 | 141 | 0.32727 | Sturgeon Lake | 15.8 | 5.7 | 39722 | 206 | 10.3
Sunburg |  | 52813 | 6587 | 4004.2553 | 0 | 33 | 0.088235 | Sunburg | 211.3 | 120.5 | 44583 | 45 | 0
Sunfish Lake |  | 119750 | 47952 | 29150.152 | 4.3 | 196 | 0.083503 | Sunfish Lake | 343.8 | 128 | 173000 | 196 | 3.1
Swanville |  | 43917 | 4303 | 2615.8055 | 4.6 | 109 | 0.24332 | Swanville | 674.5 | 302.6 | 39643 | 130 | 5.4
Tamarack |  | 28125 | 4235 | 2574.4681 | 10.2 | 19 | 0.33784 | Tamarack | 700.3 | 311.9 | 35714 | 32 | 11.4
Taopi |  | 33750 | 51115 | 31072.9483 | 9.1 | 21 | 0.34426 | Taopi | 700.3 | 311.9 | 48750 | 30 | 10.8
Taunton |  | 30417 | 22347 | 13584.8024 | 7.1 | 41 | 0.33566 | Taunton | 700.3 | 311.9 | 30500 | 64 | 3.2
Taylors Falls |  | 51333 | 9018 | 5482.0669 | 11.7 | 315 | 0.28528 | Taylors Falls | 700.3 | 311.9 | 48875 | 425 | 10.7
Tenstrike |  | 41875 | 10117 | 6150.152 | 3.4 | 74 | 0.22396 | Tenstrike | 700.3 | 311.9 | 40000 | 76 | 12.2
Thief River Falls |  | 40697 | 1980 | 1203.6474 | 4.1 | 2657 | 0.24593 | Thief River Falls | 1707.2 | 808.7 | 41115 | 3820 | 2.5
Thomson |  | 65625 | 17160 | 10431.6109 | 7.5 | 63 | 0.12883 | Thomson | 126.2 | 47.7 | 65417 | 69 | 9
Tintah |  | 46250 | 52958 | 32193.3131 | 19 | 21 | 0.42188 | Tintah | 0.9 | 0.5 | 31875 | 21 | 0
Tonka Bay |  | 108942 | 15055 | 9151.9757 | 3.3 | 560 | 0.048096 | Tonka Bay | 1592.8 | 709.5 | 102656 | 561 | 4.4
Tower |  | 39063 | 5853 | 3558.0547 | 15.1 | 146 | 0.2402 | Tower | 166.6 | 110.3 | 39286 | 196 | 12.8
Tracy |  | 40673 | 6699 | 4072.3404 | 10.3 | 641 | 0.34145 | Tracy | 991.5 | 473.1 | 38269 | 864 | 11
Trail |  | 26389 | 1563 | 950.152 | 0 | 15 | 0.38636 | Trail | 46.4 | 36.3 | 25156 | 35 | 0
Trimont |  | 40982 | 4257 | 2587.8419 | 3.9 | 234 | 0.26822 | Trimont | 1014.5 | 472.6 | 41477 | 315 | 2.6
Trommald |  | 36875 | 15049 | 9148.3283 | 8.2 | 39 | 0.34906 | Trommald | 26.8 | 15.1 | 30000 | 44 | 14.5
Trosky |  | 59167 | 20341 | 12365.3495 | 7.4 | 44 | 0.17273 | Trosky | 52.1 | 25.4 | 63250 | 47 | 0
Truman |  | 50260 | 5738 | 3488.1459 | 2.4 | 328 | 0.16126 | Truman | 1025.3 | 497.5 | 45240 | 471 | 2.3
Turtle River |  | 61875 | 20529 | 12479.6353 | 0 | 27 | 0.070423 | Turtle River | 34.5 | 19.4 | 64375 | 29 | 0
Twin Lakes |  | 40455 | 9270 | 5635.2584 | 11.1 | 64 | 0.24546 | Twin Lakes | 308.1 | 173.4 | 38750 | 88 | 7.4
Twin Valley |  | 32750 | 4681 | 2845.5927 | 4.2 | 230 | 0.3034 | Twin Valley | 945.8 | 496.5 | 32386 | 337 | 3
Two Harbors |  | 35559 | 4413 | 2682.6748 | 5.1 | 1140 | 0.28129 | Two Harbors | 1134.2 | 544.8 | 34929 | 1672 | 4.9
Tyler |  | 42981 | 7640 | 4644.3769 | 3.4 | 360 | 0.23027 | Tyler | 581 | 296.4 | 48571 | 476 | 1.3
Ulen |  | 30156 | 8276 | 5031.003 | 5.5 | 149 | 0.25966 | Ulen | 5 | 2.1 | 32688 | 249 | 5.9
Underwood |  | 47857 | 10137 | 6162.31 | 7.7 | 129 | 0.1982 | Underwood | 5.9 | 2.2 | 51058 | 151 | 11.6
Upsala |  | 41136 | 4934 | 2999.3921 | 9.1 | 146 | 0.16634 | Upsala | 132 | 65.2 | 42250 | 208 | 5.3
Urbank |  | 30208 | 4612 | 2803.6474 | 0 | 16 | 0.38806 | Urbank | 75.2 | 47.3 | 30625 | 23 | 0
Utica |  | 54250 | 7573 | 4603.6474 | 7.7 | 85 | 0.18983 | Utica | 18.9 | 6.5 | 61250 | 102 | 7.3
Vadnais Heights |  | 71155 | 6805 | 4136.7781 | 3.8 | 4447 | 0.12705 | Vadnais Heights | 1761.6 | 750.8 | 73208 | 5492 | 3.6
Vergas |  | 40500 | 6800 | 4133.7386 | 6.9 | 111 | 0.18893 | Vergas | 226.8 | 138.4 | 38125 | 149 | 3.5
Vermillion |  | 71667 | 5924 | 3601.2158 | 10.3 | 149 | 0.054507 | Vermillion | 35 | 13.6 | 75833 | 174 | 5.9
Verndale |  | 38750 | 16625 | 10106.383 | 4.7 | 215 | 0.22727 | Verndale | 616.6 | 259.1 | 36250 | 252 | 8
Vernon Center |  | 48750 | 8866 | 5389.6657 | 4.4 | 119 | 0.21037 | Vernon Center | 7.5 | 3.4 | 61667 | 140 | 3.8
Vesta |  | 45000 | 21535 | 13091.1854 | 2 | 91 | 0.25 | Vesta | 5.5 | 2.1 | 36406 | 121 | 3.7
Victoria |  | 122171 | 11850 | 7203.6474 | 6.2 | 2233 | 0.05002 | Victoria | 917.2 | 317.8 | 131833 | 2516 | 4.7
Viking |  | 33214 | 12966 | 7882.0669 | 9.5 | 41 | 0.31967 | Viking | 3.5 | 1.6 | 53125 | 41 | 6.8
Villard |  | 41875 | 8189 | 4978.1155 | 16.1 | 98 | 0.40411 | Villard | 21.7 | 9.8 | 40536 | 131 | 13.5
Vining |  | 31250 | 4047 | 2460.1824 | 12.5 | 15 | 0.33333 | Vining | 61.1 | 33.7 | 33750 | 20 | 6.7
Virginia |  | 32850 | 3575 | 2173.2523 | 13.5 | 2457 | 0.3756 | Virginia | 462.2 | 251.4 | 33143 | 4088 | 12.7
Wabasha |  | 40446 | 4086 | 2483.8906 | 7.1 | 862 | 0.25211 | Wabasha | 306.7 | 160 | 41574 | 1286 | 5.8
Wabasso |  | 46172 | 9103 | 5533.7386 | 1.2 | 222 | 0.12522 | Wabasso | 814 | 360.2 | 45875 | 271 | 2.1
Waconia |  | 76940 | 4944 | 3005.4711 | 4.1 | 3334 | 0.084926 | Waconia | 50.6 | 18.6 | 78086 | 4115 | 3.6
Wadena |  | 29054 | 3928 | 2387.8419 | 5.9 | 1071 | 0.44716 | Wadena | 27.7 | 11.6 | 31357 | 1822 | 4.7
Wahkon |  | 29063 | 7278 | 4424.3161 | 25.9 | 101 | 0.44444 | Wahkon | 213.9 | 213.9 | 26875 | 116 | 22.1
Waite Park |  | 39462 | 3349 | 2035.8663 | 9.4 | 1368 | 0.3373 | Waite Park | 754.1 | 384.5 | 39803 | 3329 | 9.1
Waldorf |  | 44167 | 13084 | 7953.7994 | 4.1 | 51 | 0.099379 | Waldorf | 599.2 | 300.9 | 49444 | 72 | 4.1
Walker |  | 34583 | 8033 | 4883.2827 | 4.7 | 210 | 0.38481 | Walker | 380.5 | 244.6 | 31523 | 451 | 6.3
Walnut Grove |  | 36321 | 1757 | 1068.0851 | 6.2 | 177 | 0.57311 | Walnut Grove | 820 | 345.5 | 35608 | 334 | 4.6
Walters |  | 41875 | 24178 | 14697.8723 | 5.2 | 33 | 0.49533 | Walters | 366.9 | 180.9 | 29063 | 50 | 2.4
Waltham |  | 49464 | 27535 | 16738.6018 | 3.7 | 63 | 0.23649 | Waltham | 9.4 | 4.1 | 52000 | 66 | 5.8
Wanamingo |  | 44773 | 8239 | 5008.5106 | 4.4 | 327 | 0.24925 | Wanamingo | 12.1 | 4.8 | 44375 | 441 | 4.7
Wanda |  | 50000 | 12353 | 7509.4225 | 7.9 | 34 | 0.080645 | Wanda | 326.2 | 159.2 | 56667 | 30 | 0
Warba |  | 70938 | 34708 | 21099.0881 | 8.7 | 60 | 0.12353 | Warba | 56.4 | 28 | 58750 | 50 | 11.4
Warren |  | 47135 | 5857 | 3560.4863 | 4.1 | 483 | 0.20263 | Warren | 18.3 | 6.6 | 47321 | 690 | 3.4
Warroad |  | 39148 | 6646 | 4040.1216 | 2 | 436 | 0.27769 | Warroad | 638.4 | 300.7 | 34866 | 805 | 0.9
Waseca |  | 47596 | 5237 | 3183.5866 | 6 | 2708 | 0.20333 | Waseca | 2350.6 | 953.7 | 47650 | 3570 | 5.9
Watertown |  | 63333 | 13812 | 8396.3526 | 12.1 | 1359 | 0.18204 | Watertown | 39.2 | 16.1 | 67721 | 1674 | 10.8
Waterville |  | 40357 | 7090 | 4310.0304 | 10.5 | 561 | 0.24102 | Waterville | 23.4 | 11.9 | 41406 | 780 | 9.5
Watkins |  | 37292 | 6751 | 4103.9514 | 4.1 | 316 | 0.30208 | Watkins | 1361.7 | 620 | 41146 | 369 | 4.9
Watson |  | 40000 | 17694 | 10756.231 | 4 | 78 | 0.42917 | Watson | 1173.8 | 584 | 32386 | 89 | 5.9
Waubun |  | 38750 | 11080 | 6735.5623 | 2.3 | 112 | 0.45626 | Waubun | 781.6 | 355.6 | 26250 | 190 | 15.9
Waverly |  | 62232 | 12111 | 7362.31 | 4.1 | 436 | 0.16547 | Waverly | 804 | 357.3 | 73036 | 529 | 5
Wayzata |  | 64688 | 9212 | 5600 | 7.3 | 1127 | 0.14106 | Wayzata | 1197.8 | 662.9 | 65237 | 2019 | 7.9
Welcome |  | 39432 | 3075 | 1869.3009 | 2.7 | 251 | 0.39059 | Welcome | 467.9 | 232.6 | 43625 | 302 | 0.6
Wells-Easton-Minnesota Lake |  | 42937.8429 |  |  | 7.6511 | 1114 |  | Wells-Easton-Minnesota Lake |  |  | 44866.96 | 1475 | 6.627
Wells |  | 41288 | 4739 | 2880.8511 | 5.2 | 799 | 0.29564 | Wells | 61 | 34.4 | 41429 | 1096 | 5.2
Wendell |  | 45250 | 11710 | 7118.541 | 3.1 | 66 | 0.16923 | Wendell | 158.9 | 82.8 | 46667 | 64 | 4.5
West Concord |  | 48125 | 12550 | 7629.1793 | 5.2 | 253 | 0.27513 | West Concord | 4.2 | 2 | 47222 | 314 | 4.7
West St. Paul |  | 45067 | 3033 | 1843.769 | 8.4 | 4991 | 0.24643 | West St. Paul | 4.2 | 2 | 45392 | 8508 | 8.7
West Union |  | 46944 | 7484 | 4549.5441 | 28.1 | 44 | 0.26667 | West Union | 4.2 | 2 | 63542 | 37 | 21.4
Westbrook |  | 39625 | 6834 | 4154.4073 | 4.7 | 235 | 0.269 | Westbrook | 6.2 | 3.1 | 35694 | 311 | 4.7
Westport |  | 47500 | 13037 | 7925.228 | 9.7 | 20 | 0.086207 | Westport | 8.1 | 2.9 | 38750 | 15 | 11.8
Whalan |  | 38750 | 28528 | 17342.2492 | 6.2 | 42 | 0.33929 | Whalan | 152.2 | 132.9 | 38750 | 40 | 4.8
Wheaton |  | 44405 | 4584 | 2786.6261 | 0 | 555 | 0.2069 | Wheaton | 792.9 | 464.4 | 47083 | 681 | 0.4
White Bear Lake |  | 59500 | 2269 | 1379.3313 | 6.4 | 7056 | 0.14315 | White Bear Lake | 2968.3 | 1307.1 | 61672 | 10226 | 4.4
Wilder |  | 49250 | 32573 | 19801.2158 | 0 | 31 | 0.16667 | Wilder | 7.3 | 4 | 49250 | 23 | 0
Willernie |  | 59500 | 18153 | 11035.2584 | 16.5 | 205 | 0.20147 | Willernie | 4120.4 | 1950.5 | 49286 | 224 | 16.8
Williams |  | 42813 | 3793 | 2305.7751 | 0 | 71 | 0.345 | Williams | 196.1 | 112.9 | 43393 | 87 | 0
Willmar |  | 41050 | 2152 | 1308.2067 | 9.2 | 4692 | 0.30273 | Willmar | 23.5 | 9.3 | 42033 | 7811 | 8.3
Willow River |  | 47578 | 10737 | 6527.0517 | 5.7 | 124 | 0.21684 | Willow River | 243.3 | 116.7 | 42188 | 153 | 6.7
Wilmont |  | 37250 | 12177 | 7402.4316 | 3.3 | 98 | 0.31975 | Wilmont | 5.2 | 2.4 | 46250 | 152 | 2.4
Wilton |  | 44444 | 18923 | 11503.3435 | 9.2 | 66 | 0.23529 | Wilton | 10.3 | 4.1 | 75313 | 75 | 6.4
Windom |  | 38764 | 3964 | 2409.7264 | 4.8 | 1494 | 0.25902 | Windom | 16.8 | 6.7 | 38438 | 2024 | 5.8
Winger |  | 40375 | 6736 | 4094.8328 | 11.6 | 67 | 0.27459 | Winger | 5.9 | 2.3 | 36667 | 92 | 12.9
Winnebago |  | 40592 | 5367 | 3262.614 | 4.7 | 484 | 0.27596 | Winnebago | 5.9 | 2.9 | 42981 | 644 | 5.6
Winona |  | 38353 | 3520 | 2139.8176 | 10.9 | 6469 | 0.30168 | Winona | 1464.4 | 583.2 | 40113 | 10219 | 10.8
Winsted |  | 53278 | 6423 | 3904.5593 | 10 | 665 | 0.23378 | Winsted | 29.3 | 11.2 | 55451 | 949 | 10.1
Winthrop |  | 44545 | 4554 | 2768.3891 | 8.6 | 415 | 0.25072 | Winthrop | 1318.6 | 603.2 | 46394 | 549 | 6.9
Winton |  | 24773 | 5749 | 3494.8328 | 18.4 | 46 | 0.68047 | Winton | 1336 | 854.4 | 26458 | 79 | 19.8
Wolf Lake |  | 35000 | 31507 | 19153.1915 | 0 | 16 | 0.36842 | Wolf Lake | 7.3 | 2.9 | 40625 | 31 | 0
Wolverton |  | 49750 | 15827 | 9621.2766 | 11.9 | 33 | 0.2625 | Wolverton | 4.3 | 1.9 | 48750 | 44 | 2.5
Wood Lake |  | 44583 | 8218 | 4995.7447 | 0.5 | 136 | 0.29095 | Wood Lake | 6.7 | 2.7 | 47750 | 181 | 0.9
Woodbury |  | 96534 | 3036 | 1845.5927 | 5.3 | 18323 | 0.069378 | Woodbury | 6.7 | 2.7 | 98974 | 23659 | 4.7
Woodland |  | 158125 | 47474 | 28859.5745 | 4.7 | 167 | 0.054348 | Woodland | 33.2 | 12.7 | 145625 | 167 | 1.5
Woodstock |  | 29211 | 3589 | 2181.7629 | 4.6 | 49 | 0.35526 | Woodstock | 237 | 133.8 | 31000 | 78 | 5.4
Worthington |  | 44890 | 3787 | 2302.1277 | 9.1 | 2788 | 0.32053 | Worthington | 11.6 | 4.7 | 46406 | 4335 | 9.8
Wrenshall |  | 59000 | 21497 | 13068.0851 | 6.2 | 174 | 0.31689 | Wrenshall | 10.1 | 4.5 | 54375 | 189 | 5.9
Wright |  | 44583 | 6987 | 4247.4164 | 23 | 40 | 0.31193 | Wright | 3.2 | 1.7 | 41875 | 55 | 22.5
Wykoff |  | 41576 | 2126 | 1292.4012 | 5.2 | 140 | 0.26279 | Wykoff | 463.2 | 226.4 | 39375 | 201 | 5.6
Wyoming |  | 75786 | 7032 | 4274.772 | 5.4 | 2501 | 0.11027 | Wyoming | 384.6 | 140.5 | 81496 | 2795 | 4.4
Zemple |  | 26429 | 6895 | 4191.4894 | 8.7 | 24 | 0.68421 | Zemple | 116.4 | 37.5 | 33036 | 25 | 4
Zimmerman |  | 65278 | 11881 | 7222.4924 | 14.6 | 1153 | 0.16066 | Zimmerman | 1528 | 568.2 | 62183 | 1749 | 12.9
Zumbro Falls |  | 52857 | 11258 | 6843.769 | 2.5 | 53 | 0.27206 | Zumbro Falls | 358.7 | 155.9 | 52969 | 67 | 3.1
Zumbrota |  | 46507 | 4817 | 2928.2675 | 4.9 | 863 | 0.22157 | Zumbrota | 16.8 | 6.4 | 48088 | 1364 | 5.9

## Secondary Scores data (hidden)
Facility | Name | Net Tax Capacity Levy | Taxable Market Value of Real & Personal Property | Property Tax Revenues as a Percent of Full Market Value of Taxable Property | Net-Liabilites | Overall Net Debt as percent of full market value of taxable property | S&P Bond Rating | Category Ranking | Rating Ranking | S&P Bond Outlook | Debt - gen obligation | Tax Capacity | Taxy Levy
Adams WWTP | Adams | 288320 | 26609811 | 1.126% |  | 3.345% | Unranked | 0 | 0 | NA | 890000 | 300036 | 288320
Adrian WWTP | Adrian | 483396 | 41173748 | 1.176% |  | 0% | A | 3 | 6 | STABLE | 0 | 451818 | 483396
Albert Lea WWTP | Albert Lea | 5958559 | 748588154 | 0.8223% |  | 0% | AA- | 2 | 4 | STABLE | 0 | 9662074 | 5958559
Albertville WWTP | Albertville | 3497141 | 548210543 | 0.644% |  | 0% | Unranked | 0 | 0 | NA | 0 | 6804308 | 3497141
Alexandria Lakes Area Sanitary District | Alexandria | 6024034 | 1156405128 | 0.5236% | 27514378 | 2.379% | AA- | 2 | 4 | STABLE | 7460000 | 14418286 | 6024034
Altura WWTP | Altura | 116480 | 28494266 | 0.4144% |  | 0.08774% | Unranked | 0 | 0 | NA | 25000 | 271889 | 116480
Alvarado WWTP | Alvarado | 55000 | 7897560 | 0.8424% |  | 0% | Unranked | 0 | 0 | NA | 0 | 97122 | 55000
Amboy WWTP | Amboy | 257395 | 16501437 | 1.606% |  | 0% | Unranked | 0 | 0 | NA | 0 | 183103 | 257395
Appleton WWTP | Appleton | 1357572 | 47133855 | 3.023% |  | 13.56% | A+ | 3 | 5 | STABLE | 6393408 | 709886 | 1357572
Arlington WWTP | Arlington | 768896 | 72560869 | 1.065% |  | 0% | A+ | 3 | 5 | STABLE | 0 | 785876 | 768896
Ashby WWTP | Ashby | 218792 | 15357027 | 1.471% |  | 0% | A | 3 | 6 | STABLE | 0 | 170144 | 218792
Aurora WWTP | Aurora | 633654 | 44748476 | 1.462% |  | 0% | Unranked | 0 | 0 | NA | 0 | 672585 | 633654
Austin WWTP | Austin | 4325000 | 932365575 | 0.4693% |  | 0.1797% | AA- | 2 | 4 | STABLE | 1675000 | 10582646 | 4325000
Avon WWTP | Avon | 745000 | 87162813 | 0.8612% |  | 1.986% | A- | 3 | 7 | STABLE | 1730870 | 991706 | 745000
Barnesville WWTP | Barnesville | 658602 | 107012278 | 0.6165% |  | 1.641% | A+ | 3 | 5 | STABLE | 1756000 | 997585 | 658602
Benson WWTP | Benson | 1348059 | 148196484 | 0.9695% |  | 1.201% | A+ | 3 | 5 | STABLE | 1780000 | 1931562 | 1348059
Blooming Prairie WWTP | Blooming Prairie | 672376 | 73359398 | 0.9249% |  | 0% | AA- | 2 | 4 | STABLE | 0 | 810560 | 672376
Blue Earth WWTP | Blue Earth | 1237989 | 120277663 | 1.031% |  | 5.123% | A+ | 3 | 5 | STABLE | 6161435 | 1438270 | 1237989
Braham WWTP | Braham | 538263 | 50534451 | 1.085% |  | 0% | Unranked | 0 | 0 | NA | 0 | 546686 | 538263
Brewster WWTP | Brewster | 174661 | 23340063 | 0.758% |  | 0% | Unranked | 0 | 0 | NA | 0 | 725801 | 174661
Buffalo WWTP | Buffalo | 5839684 | 964720667 | 0.6098% |  | 2.674% | A+ | 3 | 5 | STABLE | 25794999 | 11280273 | 5839684
Caledonia WWTP | Caledonia | 774350 | 124992022 | 0.6261% |  | 0% | Unranked | 0 | 0 | NA | 0 | 1450013 | 774350
Canton WWTP | Canton | 120142 | 12657933 | 1.026% |  | 0% | Unranked | 0 | 0 | NA | 0 | 126919 | 120142
Central Iron Range Sanitary Sewer District WWTP | Chisholm | 2034928 | 431925963 | 0.4794% |  | 0.463% | Unranked | 0 | 0 | NA | 2000000 | 1826891 | 903316
Clara City WWTP | Clara City | 738764 | 54970861 | 1.383% |  | 10.92% | A+ | 3 | 5 | STABLE | 6005000 | 685474 | 738764
Claremont WWTP | Claremont | 373723 | 19150101 | 1.979% |  | 0% | Unranked | 0 | 0 | NA | 0 | 244538 | 373723
Cold Spring WWTP | Cold Spring | 1149737 | 223019580 | 0.5228% |  | 0% | Unranked | 0 | 0 | NA | 0 | 2598411 | 1149737
Dalton WWTP | Dalton | 54000 | 5768647 | 0.9661% |  | 0% | Unranked | 0 | 0 | NA | 0 | 65872 | 54000
Dawson WWTP | Dawson | 932915 | 45517189 | 2.349% |  | 3.995% | A | 3 | 6 | STABLE | 1818562 | 581429 | 932915
Delhi WWTP | Delhi | 25551 | 6810633 | 0.3783% |  | 0% | Unranked | 0 | 0 | NA | 0 | 88492 | 25551
Detroit Lakes WWTP | Detroit Lakes | 4159739 | 860474271 | 0.4851% |  | 0.04881% | AA- | 2 | 4 | STABLE | 419999 | 9852538 | 4159739
Dodge Center WWTP | Dodge Center | 1340032 | 116547086 | 1.195% |  | 0% | Unranked | 0 | 0 | NA | 0 | 1492560 | 1340032
Eagleton WWTP | Eagleton | 1000000 | 80000000 | 0.5% |  | 0.0625% | A+ |  |  |  | 50000 | 1000000 | 900000
Edgerton WWTP | Edgerton | 360098 | 49187514 | 0.7446% |  | 2% | Unranked | 0 | 0 | NA | 0 | 568562 | 360098
Ellsworth WWTP | Ellsworth | 195001 | 9960682 | 2.03% |  | 0% | Unranked | 0 | 0 | NA | 0 | 109856 | 195001
Elysian WWTP | Elysian | 497815 | 84017427 | 0.5965% |  | 0% | Unranked | 0 | 0 | NA | 0 | 874971 | 497815
Emmons WWTP | Emmons | 161436 | 11914207 | 1.394% |  | 0% | Unranked | 0 | 0 | NA | 0 | 120469 | 161436
Eveleth WWTP | Eveleth | 966577 | 84533992 | 1.209% |  | 0% | Unranked | 0 | 0 | NA | 0 | 1409713 | 966577
Excelsior WTP | Excelsior | 1323421 | 373108657 | 0.357% |  | 0% | Unranked | 0 | 0 | NA | 0 | 4226785 | 1323421
Fairmont WWTP | Fairmont | 3410000 | 600416383 | 0.5732% |  | 0% | AA- | 2 | 4 | STABLE | 0 | 7857974 | 3410000
Faribault WWTP | Faribault | 6880685 | 1045298467 | 0.6766% |  | 2.229% | AA | 2 | 3 | STABLE | 23295000 | 13511799 | 6880685
Fergus Falls WWTP | Fergus Falls | 4934330 | 724339421 | 0.6993% |  | 1.302% | AA- | 2 | 4 | STABLE | 9430000 | 9411887 | 4934330
Fosston WWTP | Fosston | 304367 | 52270073 | 0.6118% |  | 4.496% | AA- | 2 | 4 | STABLE | 2350000 | 618308 | 304367
Franklin WWTP | Franklin | 174594 | 10710653 | 1.668% |  | 1.914% | Unranked | 0 | 0 | NA | 205000 | 108856 | 174594
Gilbert WWTP | Gilbert | 820895 | 53959093 | 1.581% |  | 0.4022% | AA- | 2 | 4 | STABLE | 217000 | 744258 | 820895
Gonvick WWTP | Gonvick | 96307 | 5954116 | 1.694% |  | 0% | Unranked | 0 | 0 | NA | 0 | 64435 | 96307
Goodhue WWTP | Goodhue | 421235 | 59317890 | 0.7187% |  | 2.149% | AA- | 2 | 4 | STABLE | 1275000 | 604059 | 421235
Green Lake SSWD WWTP | Green Lake | 328292 | 330873897 | 0.09922% |  | 0% | Unranked |  |  |  | 0 | 3205039 | 328292
Grove City WWTP | Grove City | 195002 | 15316221 | 1.281% |  | 0% | Unranked | 0 | 0 | NA | 0 | 172638 | 195002
Harmony WWTP | Harmony | 550008 | 45330223 | 1.23% |  | 1.103% | Unranked | 0 | 0 | NA | 500000 | 523393 | 550008
Hawley WWTP | Hawley | 476500 | 97753925 | 0.4878% |  | 4.674% | A+ | 3 | 5 | STABLE | 4569000 | 1095403 | 476500
Hayfield WWTP | Hayfield | 556676 | 50444574 | 1.126% |  | 0% | A | 3 | 6 | STABLE | 0 | 572264 | 556676
Hector WWTP | Hector | 628190 | 38282580 | 1.726% |  | 5.107% | A | 3 | 6 | STABLE | 1955000 | 451540 | 628190
Hibbing WWTP South Plant | Hibbing | 5626172 | 636449603 | 0.9116% |  | 0.8477% | AA | 2 | 3 | STABLE | 5395000 | 8141068 | 5626172
Hoffman WWTP | Hoffman | 129203 | 23848263 | 0.5778% |  | 3.208% | A | 3 | 6 | STABLE | 765000 | 237269 | 129203
Holdingford WWTP | Holdingford | 258663 | 25795177 | 1.013% |  | 3.644% | Unranked | 0 | 0 | NA | 940000 | 286691 | 258663
Holland WWTP | Holland | 29317 | 7702523 | 0.3989% |  | 0% | Unranked | 0 | 0 | NA | 0 | 81282 | 29317
Hutchinson WWTP | Hutchinson | 6656623 | 737594285 | 0.9031% |  | 0% | AA- | 2 | 4 | STABLE | 0 | 9020614 | 6656623
Jordan WWTP | Jordan | 2327833 | 363238847 | 0.648% |  | 0.9195% | Unranked | 0 | 0 | NA | 3340000 | 4793397 | 2327833
Kasson WWTP | Kasson | 2517696 | 293598568 | 0.8678% |  | 0.8873% | AA- | 2 | 4 | STABLE | 2605000 | 3105928 | 2517696
Kerkhoven WWTP | Kerkhoven | 265695 | 24833389 | 1.104% |  | 0% | Unranked | 0 | 0 | NA | 0 | 276985 | 265695
Lafayette WWTP | Lafayette | 99195 | 19981378 | 0.5009% |  | 0% | Unranked | 0 | 0 | NA | 0 | 208548 | 99195
Lakefield WWTP | Lakefield | 550778 | 56810666 | 0.9936% |  | 2.341% | AA- | 0 | 0 | NA | 1330000 | 632563 | 550778
Le Center WWTP | Le Center | 495282 | 154913180 | 0.3232% |  | 0% | Unranked | 0 | 0 | NA | 0 | 1245584 | 1071634
Lester Prairie WWTP | Lester Prairie | 631937 | 61539113 | 1.045% |  | 0% | Unranked | 0 | 0 | NA | 0 | 694314 | 631937
Lewiston WWTP | Lewiston | 697349 | 65026527 | 1.095% |  | 0% | Unranked | 0 | 0 | NA | 0 | 746626 | 697349
Litchfield WWTP | Litchfield | 2279734 | 287393151 | 0.8006% |  | 1.696% | AA- | 2 | 4 | STABLE | 4875000 | 3648806 | 2279734
Littlefork WWTP | Littlefork | 126009 | 16300886 | 0.7924% |  | 1.699% | A | 3 | 6 | STABLE | 277000 | 178288 | 126009
Long Prairie WWTP - Municipal | Long Prairie | 1236768 | 97589942 | 1.267% |  | 0% | Unranked |  |  |  | 0 | 1152255 | 604320
Lonsdale WWTP | Lonsdale | 1876705 | 235627796 | 0.8059% |  | 0% | A+ | 3 | 5 | STABLE | 0 | 2541012 | 1876705
Lucan WWTP | Lucan | 130001 | 5181153 | 2.572% |  | 0% | Unranked | 0 | 0 | NA | 0 | 51303 | 130001
Luverne WWTP | Luverne | 1555273 | 209683768 | 0.7498% |  | 0.6248% | AA- | 2 | 4 | STABLE | 1310000 | 2525455 | 1555273
Mabel WWTP | Mabel | 338149 | 19785582 | 1.723% |  | 0.2426% | Unranked | 0 | 0 | NA | 48000 | 198025 | 338149
Madelia WWTP | Madelia | 515186 | 58704260 | 0.8921% |  | 0% | Unranked | 0 | 0 | NA | 0 | 664977 | 515186
Madison WWTP | Madison | 480901 | 33569983 | 1.464% |  | 43.27% | Unranked | 0 | 0 | NA | 14525000 | 375524 | 480901
Marshall WWTP | Marshall | 5381361 | 818963157 | 0.6644% | 4639026 | 0.5665% | AA- | 2 | 4 | STABLE | 875000 | 10712466 | 5381361
Mayer WWTP | Mayer | 758880 | 125836740 | 0.6111% |  | 0% | Unranked | 0 | 0 | NA | 0 | 1552709 | 758880
Maynard WWTP | Maynard | 191006 | 11291113 | 1.818% |  | 0% | Unranked | 0 | 0 | NA | 0 | 127316 | 191006
McKinley WWTP | McKinley | 28070 | 2429693 | 1.35% |  | 0% | Unranked | 0 | 0 | NA | 0 | 47463 | 28070
Meadows of Whisper Creek WWTP | Greenfield | 1481855 | 275012600 | 0.5388% |  | 0.1927% | AA- |  |  |  | 530000 | 3994288 | 1404056
Melrose WWTP | Melrose | 1301000 | 152813467 | 0.8639% |  | 1.227% | Unranked | 0 | 0 | NA | 1875000 | 1858271 | 1301000
Montevideo WWTP | Montevideo | 2084378 | 188138440 | 1.133% |  | 1.595% | A+ | 3 | 5 | STABLE | 3000000 | 2357227 | 2084378
Montgomery WWTP | Montgomery | 1780887 | 126122777 | 1.446% |  | 0% | A+ | 3 | 5 | STABLE | 0 | 1491118 | 1780887
Morgan WWTP | Morgan | 368286 | 22289776 | 1.72% |  | 0% | Unranked | 0 | 0 | NA | 0 | 259510 | 368286
Morris WWTP | Morris | 1237605 | 198083913 | 0.6669% |  | 2.244% | Unranked | 0 | 0 | NA | 4445000 | 2375789 | 1237605
Motley WWTP | Motley | 336131 | 26385688 | 1.303% |  | 8.584% | A | 3 | 6 | STABLE | 2265000 | 348861 | 336131
Mountain Lake WWTP | Mountain Lake | 3277703 | 834608889 | 0.4192% |  | 0% | A | 3 | 6 | STABLE | 0 | 517564 | 604838
MRVPUC WWTP | Le Sueur | 3277703 | 834608889 | 0.4192% |  | 0.3211% | Unranked | 0 | 0 | NA | 2680000 | 2639633 | 2016627
Nerstrand WWTP | Nerstrand | 81580 | 18825227 | 0.437% |  | 0% | Unranked | 0 | 0 | NA | 0 | 200630 | 81580
New Prague WWTP | New Prague | 3824959 | 514777323 | 0.7479% |  | 0.7897% | AA- | 2 | 4 | STABLE | 4065000 | 5917027 | 3824959
New Richland WWTP | New Richland | 358744 | 31178649 | 1.193% |  | 0% | A+ | 3 | 5 | STABLE | 0 | 331882 | 358744
New Ulm WWTP | New Ulm | 6439346 | 682547870 | 0.9499% |  | 0% | Unranked | 0 | 0 | NA | 0 | 8280136 | 6439346
Norwood Young America WWTP | Norwood Young America | 51200 | 3875691 | 1.381% |  | 36.64% | AA- | 2 | 4 | STABLE | 1420000 | 2835761 | 1362301
Ogilvie WWTP | Ogilvie | 59739 | 12498134 | 0.5021% |  | 0% | Unranked | 0 | 0 | NA | 0 | 150530 | 59739
Olivia WWTP | Olivia | 1024678 | 97972105 | 1.08% |  | 0% | A+ | 3 | 5 | STABLE | 0 | 1206299 | 1024678
Otsego WWTP West | Otsego | 4679976 | 1055331775 | 0.4498% |  | 0% | AA- | 2 | 4 | STABLE | 0 | 11358615 | 4679976
Owatonna WWTP | Owatonna | 10072627 | 1448612608 | 0.6981% |  | 0% | Unranked | 0 | 0 | NA | 0 | 17181202 | 10072627
Pawnee WWTP | Pawnee | 500000 | 50000000 | 2% |  | 5% | AA- |  |  |  | 2500000 | #N/A | #N/A
Pelican Rapids WWTP | Pelican Rapids | 838462 | 83045951 | 1.051% |  | 0.688% | A | 3 | 6 | STABLE | 571350 | 1086260 | 838462
Pemberton WWTP | Pemberton | 165353 | 8928680 | 1.876% |  | 0.4166% | Unranked | 0 | 0 | NA | 37201 | 96524 | 165353
Pine Island WWTP | Pine Island | 1614899 | 203202876 | 0.8103% |  | 5.02% | A+ | 3 | 5 | STABLE | 10200000 | 2195917 | 1614899
Pipestone WWTP | Pipestone | 1766823 | 154024383 | 1.207% |  | 2.152% | A | 3 | 6 | STABLE | 3315000 | 1935887 | 1766823
Preston WWTP | Preston | 758001 | 55318145 | 1.387% |  | 9.416% | AA | 2 | 3 | STABLE | 5208607 | 649307 | 758001
Prinsburg WWTP | Prinsburg | 310305 | 26147993 | 1.227% |  | 0% | Unranked | 0 | 0 | NA | 0 | 307397 | 310305
Red Lake Falls WWTP | Red Lake Falls | 725897 | 37118547 | 2.018% |  | 8.055% | Unranked | 0 | 0 | NA | 2990000 | 399659 | 725897
Red Wing WWTP | Red Wing | 17193124 | 1724214373 | 1.009% |  | 0.3773% | Unranked | 0 | 0 | NA | 6505000 | 26216810 | 17193124
Redwood Falls WWTP | Redwood Falls | 2222804 | 205187385 | 1.095% |  | 2.044% | AA | 2 | 3 | STABLE | 4195000 | 2511658 | 2222804
Renville WWTP | Renville | 735004 | 36705347 | 2.05% |  | 0.9127% | A+ | 3 | 5 | STABLE | 335000 | 425479 | 735004
Rochester WWTP/Water Reclamation Plant | Rochester | 3977504 | 800216124 | 0.5025% |  | 3.112% | AAA | 1 | 1 | STABLE | 24900000 | 106801877 | 53341574
Rogers WWTP | Rogers | 6371268 | 1491743490 | 0.4319% |  | 0% | Unranked | 0 | 0 | NA | 0 | 16880337 | 6371268
Rushford WWTP | Rushford | 739976 | 79815139 | 0.9382% |  | 0.8708% | A | 3 | 6 | STABLE | 695000 | 918746 | 739976
Sacred Heart WWTP | Sacred Heart | 127870 | 11811147 | 1.083% |  | 4.098% | Unranked | 0 | 0 | NA | 484000 | 127570 | 392445
Saint James WWTP | Saint James | 1326774 | 109144513 | 1.216% |  | 2.332% | Unranked | 0 | 0 | NA | 2545000 | 1375267 | 1135009
Saint Michael WWTP | Saint Michael | 12753317 | 1172102387 | 1.088% |  | 0.1694% | Unranked | 0 | 0 | NA | 1985000 | 13978381 | 5403623
Saint Peter WWTP | Saint Peter | 4928627 | 430128536 | 1.146% |  | 1.097% | Unranked | 0 | 0 | NA | 4720000 | 4661681 | 2170350
Sauk Centre WWTP | Sauk Centre | 1526704 | 241590921 | 0.6348% |  | 1.135% | A+ | 3 | 5 | STABLE | 2740943 | 2987985 | 1526704
Sherburn WWTP | Sherburn | 541057 | 25173510 | 2.293% |  | 26.28% | AA- | 2 | 4 | STABLE | 6614662 | 285819 | 541057
Sleepy Eye WWTP | Sleepy Eye | 1130272 | 123630707 | 0.9218% |  | 0% | AA- | 2 | 4 | STABLE | 0 | 1329309 | 1130272
Spring Valley WWTP | Spring Valley | 970098 | 92731316 | 1.057% |  | 0% | Unranked | 0 | 0 | NA | 0 | 970661 | 970098
Springfield WWTP | Springfield | 939486 | 57994865 | 1.672% |  | 0% | Unranked | 0 | 0 | NA | 0 | 639367 | 939486
Staples WWTP | Staples | 858647 | 81114836 | 1.1% |  | 1.769% | A | 3 | 6 | STABLE | 1435000 | 940278 | 858647
Starbuck WWTP | Starbuck | 588181 | 56593461 | 1.056% |  | 4.488% | A | 3 | 6 | STABLE | 2540000 | 635934 | 588181
Thief River Falls WWTP | Thief River Falls | 1562270 | 348371952 | 0.4529% |  | 0% | AA | 2 | 3 | STABLE | 0 | 3979903 | 1562270
Trimont WWTP | Trimont | 278967 | 17374600 | 1.674% |  | 0% | Unranked | 0 | 0 | NA | 0 | 205688 | 278967
Truman WWTP | Truman | 382580 | 30988033 | 1.262% |  | 1.581% | Unranked | 0 | 0 | NA | 490000 | 376460 | 382580
Virginia WWTP | Virginia | 3441468 | 319382380 | 1.16% |  | 1.065% | A+ | 3 | 5 | NEGATIVE | 3402500 | 4410016 | 3441468
Wabasso WWTP | Wabasso | 320031 | 22908933 | 1.457% |  | 0% | AA- | 2 | 4 | STABLE | 0 | 267457 | 320031
Wadena WWTP | Wadena | 667015 | 132709726 | 0.508% |  | 0.2072% | A+ | 3 | 5 | STABLE | 275000 | 1721793 | 667015
Waldorf WWTP | Waldorf | 99500 | 7646000 | 1.325% |  | 0% | Unranked | 0 | 0 | NA | 0 | 89079 | 99500
Walnut Grove WWTP | Walnut Grove | 214002 | 18328717 | 1.212% |  | 0% | A | 3 | 6 | STABLE | 0 | 254730 | 214002
Waseca WWTP | Waseca | 3343566 | 361861383 | 0.9814% |  | 1.986% | Unranked | 0 | 0 | NA | 7185000 | 4224886 | 3343566
Watertown WWTP | Watertown | 1482088 | 231606073 | 0.6454% |  | 0% | Unranked | 0 | 0 | NA | 0 | 3195353 | 1482088
Waterville WWTP | Waterville | 772789 | 106394878 | 0.735% |  | 0.05169% | Unranked | 0 | 0 | NA | 55000 | 1124874 | 772789
Welcome WWTP | Welcome | 600047 | 31339643 | 1.972% |  | 1.117% | A+ | 3 | 5 | STABLE | 350000 | 909872 | 600047
West Concord WWTP | West Concord | 563112 | 21760182 | 2.65% |  | 1.195% | A+ | 3 | 5 | STABLE | 260000 | 219103 | 563112
Willmar WWTP | Willmar | 4451101 | 980496284 | 0.4575% |  | 0% | Unranked | 0 | 0 | NA | 0 | 12838352 | 4451101
Windom WWTP | Windom | 1718897 | 176912263 | 0.9782% |  | 0% | A+ | 3 | 5 | STABLE | 0 | 1938437 | 1718897
Winnebago WWTP | Winnebago | 544448 | 48363704 | 1.197% |  | 0% | A | 3 | 6 | STABLE | 0 | 593591 | 544448
Winthrop WWTP | Winthrop | 678114 | 58838473 | 1.158% |  | 0.8498% | A+ | 3 | 5 | STABLE | 500000 | 802592 | 678114
Worthington WWTP | Worthington | 3265452 | 501023293 | 0.656% |  | 1.499% | AA- | 2 | 4 | STABLE | 7510000 | 6196337 | 3265452
Wykoff WWTP | Wykoff | 159608 | 15642243 | 1.056% |  | 0% | Unranked | 0 | 0 | NA | 0 | 168897 | 159608
Zimmerman WWTP | Zimmerman | 1228558 | 248312334 | 0.5037% |  | 0% | Unranked | 0 | 0 | NA | 0 | 2733665 | 1228558

## DW Facility data (hidden)
PWS ID | PWS Name | Population Served | Maximum Daily Production (Gallons) | DWSRF Project 1 Cost | DWSRF Project 2 Cost | DWSRF Project 3 Cost | DWSRF Project 4 Cost | DWSRF Project 5 Cost | Total current costs | Future Capital Costs | Future Annualized Capital Costs using Formula | Future Annualized Capital Costs using Annualization Factor | Operating Expenses | Current Liabilities | Population
1540001 | Ada | 1709 | 850000 | [5 empty] | 0 | 6800000 | 478455.3221 | 478720 | 547023 | 372577 | 1673
1500001 | Adams | 800 | 130000 | [5 empty] | 0 | 1040000 | 73175.5199 | 73216 | 107181 | 0 | 796
1530001 | Adrian | 1211 | 111000 | [5 empty] | 0 | 888000 | 62480.6362 | 62515.2 | 186531 | 0 | 1220
1010001 | Aitkin | 1984 | 300000 | [5 empty] | 0 | 2400000 | 168866.5843 | 168960 | 208813 | 0 | 2151
1290001 | Akeley | 429 | 100000 | 32100 | 366000 | 207500 |  |  | 605600 | 800000 | 56288.8614 | 56320 | 112459 | 58939 | 439
1730001 | Albany | 2531 | 723000 | [5 empty] | 0 | 5784000 | 406968.4681 | 407193.6 | 453694 | 339018 | 2633
1240001 | Albert Lea | 18016 | 4800000 | 1254000 |  |  |  |  | 1254000 | 38400000 | 2701865.3485 | 2703360 | 1758755 | 212745 | 17945
1750001 | Alberta | 143 | 40000 | [5 empty] | 0 | 320000 | 22515.5446 | 22528 | 47103 | 24195 | 97
| Albertville | [11 empty] | 0 | 0
1240004 | Alden | 661 | 70000 | 1835500 |  |  |  |  | 1835500 | 560000 | 39402.203 | 39424 | 60945 | 0 | 647
1210001 | Alexandria | 12415 | 2900000 | [5 empty] | 0 | 23200000 | 1632376.9814 | 1633280 | 1974323 | 323216 | 13182
1320001 | Alpha | 121 | 25000 | [5 empty] | 0 | 200000 | 14072.2154 | 14080 | 59913 | 0 | 121
1850018 | Altura | 493 | 125000 | [5 empty] | 0 | 1000000 | 70361.0768 | 70400 | 131642 | 0 | 483
1450001 | Alvarado | 366 | 100000 | [5 empty] | 0 | 800000 | 56288.8614 | 56320 | 47458 | 13504 | 361
1070001 | Amboy | 534 | 69200 | [5 empty] | 0 | 553600 | 38951.8921 | 38973.44 | 65426 | 0 | 531
1020034 | Andover | 19310 | 8215000 | [5 empty] | 0 | 65720000 | 4624129.9662 | 4626688 | 2061757 | 819715 | 31874
1860002 | Annandale | 3005 | 533000 | 827000 | 127000 |  |  |  | 954000 | 4264000 | 300019.6314 | 300185.6 | 428346 | 214568 | 3322
1020001 | Anoka | 17243 | 6100000 | [5 empty] | 0 | 48800000 | 3433620.547 | 3435520 | 1425666 | 224329 | 17586
1190001 | Apple Valley | 49895 | 16600000 | [5 empty] | 0 | 132800000 | 9343950.9968 | 9349120 | 7997799 | 499261 | 50330
1760001 | Appleton | 1412 | 453000 | [5 empty] | 0 | 3624000 | 254988.5423 | 255129.6 | 820471 | 82658 | 1374
1410006 | Arco | 74 | 0 | [5 empty] | 0 | 0 | 0 | 0 | 13208 | 0 | 78
1620001 | Arden Hills | 9552 | 1778800 | [5 empty] | 0 | 14230400 | 1001266.2671 | 1001820.16 | 1893217 | 0 | 9652
1450002 | Argyle | 639 | 100000 | [5 empty] | 0 | 800000 | 56288.8614 | 56320 | 114827 | 30501 | 646
1720001 | Arlington | 2230 | 1103000 | [5 empty] | 0 | 8824000 | 620866.1415 | 621209.6 | 261341 | 223865 | 2213
1260001 | Ashby | 446 | 120000 | [5 empty] | 0 | 960000 | 67546.6337 | 67584 | 87374 | 24225 | 449
1580001 | Askov | 376 | 61000 | [5 empty] | 0 | 488000 | 34336.2055 | 34355.2 | 85725 | 26520 | 358
1340001 | Atwater | 1133 | 300000 | 309000 | 289000 | 715000 | 180000 |  | 1493000 | 2400000 | 168866.5843 | 168960 | 122122 | 58215 | 1135
1030001 | Audubon | 540 | 150000 | [5 empty] | 0 | 1200000 | 84433.2921 | 84480 | 49535 | 0 | 532
1690002 | Aurora | 2225 | 540000 | 155000 | 310000 | 28000000 |  |  | 28465000 | 4320000 | 303959.8517 | 304128 | 249453 | 0 | 1697
1500002 | Austin | 24854 | 5500000 | [5 empty] | 0 | 44000000 | 3095887.3785 | 3097600 | 3780597 | 395207 | 25010
1510001 | Avoca | 142 | 0 | [5 empty] | 0 | 0 | 0 | 0 | 64299 | 24248 | 141
1730002 | Avon | 1414 | 322000 | [5 empty] | 0 | 2576000 | 181250.1338 | 181350.4 | 231273 | 187824 | 1444
1690003 | Babbitt | 1200 | 600000 | [5 empty] | 0 | 4800000 | 337733.1686 | 337920 | 557700 | 107930 | 1505
1110002 | Backus | 250 | 64000 | [5 empty] | 0 | 512000 | 36024.8713 | 36044.8 | 50689 | 10840 | 242
1680001 | Badger | 375 | 50000 | 102182 | 38318 |  |  |  | 140500 | 400000 | 28144.4307 | 28160 | 51772 | 30245 | 381
1150001 | Bagley | 1407 | 283000 | 1563239 |  |  |  |  | 1563239 | 2264000 | 159297.4778 | 159385.6 | #N/A | #N/A | #N/A
1420001 | Balaton | 645 | 270000 | [5 empty] | 0 | 2160000 | 151979.9259 | 152064 | 115287 | 34304 | 631
1140001 | Barnesville | 2600 | 600000 | 2600000 |  |  |  |  | 2600000 | 4800000 | 337733.1686 | 337920 | 377200 | 126030 | 2621
1090001 | Barnum | 525 | 75000 | [5 empty] | 0 | 600000 | 42216.6461 | 42240 | 142415 | 46432 | 611
1260002 | Barrett | 415 | 223000 | [5 empty] | 0 | 1784000 | 125524.161 | 125593.6 | 100733 | 132693 | 414
1560001 | Battle Lake | 875 | 370000 | [5 empty] | 0 | 2960000 | 208268.7873 | 208384 | 137683 | 88919 | 888
1390001 | Baudette | 1103 | 372000 | 650000 |  |  |  |  | 650000 | 2976000 | 209394.5645 | 209510.4 | #N/A | #N/A | #N/A
1180027 | Baxter | 7610 | 1858445 | [5 empty] | 0 | 14867560 | 1046097.5307 | 1046676.224 | 1430181 | 3372649 | 8002
1820001 | Bayport | 2097 | 376000 | [5 empty] | 0 | 3008000 | 211646.119 | 211763.2 | 678349 | 0 | 3767
1060002 | Beardsley | 231 | 140000 | [5 empty] | 0 | 1120000 | 78804.406 | 78848 | 31867 | 6211 | 224
1380001 | Beaver Bay | 181 | 60000 | [5 empty] | 0 | 480000 | 33773.3169 | 33792 | 141622 | 74795 | 182
1670001 | Beaver Creek | 297 | 30000 | [5 empty] | 0 | 240000 | 16886.6584 | 16896 | 47501 | 0 | 291
1710008 | Becker | 4720 | 1612000 | 639000 |  |  |  |  | 639000 | 12896000 | 907376.4462 | 907878.4 | 560552 | 91064 | 4693
1440001 | Bejou | 89 | 12000 | [5 empty] | 0 | 96000 | 6754.6634 | 6758.4 | 7160 | 0 | 94
1730004 | Belgrade | 722 | 190000 | [5 empty] | 0 | 1520000 | 106948.8367 | 107008 | 330600 | 25941 | 734
1700001 | Belle Plaine | 6804 | 1692000 | 505000 | 1215000 |  |  |  | 1720000 | 13536000 | 952407.5353 | 952934.4 | 976822 | 562259 | 6572
1250006 | Bellechester | 169 | 30000 | [5 empty] | 0 | 240000 | 16886.6584 | 16896 | 19676 | 73387 | 168
1370001 | Bellingham | 168 | 60000 | [5 empty] | 0 | 480000 | 33773.3169 | 33792 | 23788 | 0 | 158
1600014 | Beltrami | 107 | 22500 | [5 empty] | 0 | 180000 | 12664.9938 | 12672 | 34815 | 0 | 102
1640001 | Belview | 384 | 65000 | [5 empty] | 0 | 520000 | 36587.7599 | 36608 | 24037 | 0 | 370
1040002 | Bemidji | 13431 | 2500000 | [5 empty] | 0 | 20000000 | 1407221.5357 | 1408000 | 1052745 | 1459958 | 14376
1760008 | Benson | 3240 | 1037000 | [5 empty] | 0 | 8296000 | 583715.493 | 584038.4 | 536322 | 306973 | 3163
1770001 | Bertha | 492 | 88258 | [5 empty] | 0 | 706064 | 49679.4233 | 49706.9056 | 103789 | 51037 | 482
1360001 | Big Falls | 235 | 40000 | [5 empty] | 0 | 320000 | 22515.5446 | 22528 | 33310 | 0 | 232
1710002 | Big Lake | 10060 | 2690000 | 1200000 |  |  |  |  | 1200000 | 21520000 | 1514170.3724 | 1515008 | 1609021 | 908217 | 10587
1530002 | Bigelow | 235 | 109000 | [5 empty] | 0 | 872000 | 61354.859 | 61388.8 | 41574 | 0 | 236
1310001 | Bigfork | 443 | 85000 | [5 empty] | 0 | 680000 | 47845.5322 | 47872 | 70041 | 0 | 454
1170008 | Bingham Lake | 126 | 40000 | [5 empty] | 0 | 320000 | 22515.5446 | 22528 | 52421 | 0 | 126
1820003 | Birchwood | 968 | 0 | [5 empty] | 0 | 0 | 0 | 0 | 100275 | 0 | 858
1650001 | Bird Island | 1024 | 140000 | 444000 | 158250 |  |  |  | 602250 | 1120000 | 78804.406 | 78848 | 248693 | 225903 | 1010
1430001 | Biscay | 113 | 13500 | 42000 |  |  |  |  | 42000 | 108000 | 7598.9963 | 7603.2 | 7802 | 0 | 104
1690004 | Biwabik | 969 | 250000 | [5 empty] | 0 | 2000000 | 140722.1536 | 140800 | 524295 | 16719 | 1008
1040014 | Blackduck | 785 | 120000 | 338335 |  |  |  |  | 338335 | 960000 | 67546.6337 | 67584 | 210254 | 70635 | 797
1020006 | Blaine | 60199 | 18971000 | [5 empty] | 0 | 151768000 | 10678559.9012 | 10684467.2 | 3720864 | 534714 | 62066
1340002 | Blomkest | 186 | 20000 | 431638 |  |  |  |  | 431638 | 160000 | 11257.7723 | 11264 | 15817 | 0 | 157
1740001 | Blooming Prairie | 1963 | 350000 | [5 empty] | 0 | 2800000 | 197011.015 | 197120 | 204624 | 61688 | 1986
1270001 | Bloomington | 85400 | 14100000 | [5 empty] | 0 | 112800000 | 7936729.4611 | 7941120 | 22926265 | 0 | 86652
1220001 | Blue Earth | 3356 | 800000 | [5 empty] | 0 | 6400000 | 450310.8914 | 450560 | 704400 | 374398 | 3309
1480016 | Bock | 106 | 10000 | [5 empty] | 0 | 80000 | 5628.8861 | 5632 | 6942 | 12598 | 102
1540002 | Borup | 91 | 50000 | [5 empty] | 0 | 400000 | 28144.4307 | 28160 | 11516 | 0 | 111
1310003 | Bovey | 802 | 120000 | 658880 |  |  |  |  | 658880 | 960000 | 67546.6337 | 67584 | 69608 | 0 | 822
1490009 | Bowlus | 276 | 55000 | 40880 |  |  |  |  | 40880 | 440000 | 30958.8738 | 30976 | 114100 | 0 | 287
1370002 | Boyd | 175 | 73000 | [5 empty] | 0 | 584000 | 41090.8688 | 41113.6 | 42092 | 42323 | 163
1300001 | Braham | 1812 | 229000 | [5 empty] | 0 | 1832000 | 128901.4927 | 128972.8 | 178538 | 145060 | 1812
1180002 | Brainerd | 13590 | 2547000 | [5 empty] | 0 | 20376000 | 1433677.3005 | 1434470.4 | #N/A | #N/A | #N/A
1210009 | Brandon | 489 | 198000 | [5 empty] | 0 | 1584000 | 111451.9456 | 111513.6 | 118155 | 42134 | 497
1840002 | Breckenridge | 3386 | 1200000 | 7886000 |  |  |  |  | 7886000 | 9600000 | 675466.3371 | 675840 | 865879 | 0 | 3355
1690045 | Breitung | 485 | 120000 | [5 empty] | 0 | 960000 | 67546.6337 | 67584 | #N/A | #N/A | #N/A
1530003 | Brewster | 473 | 50000 | [5 empty] | 0 | 400000 | 28144.4307 | 28160 | 129324 | 0 | 480
1220002 | Bricelyn | 359 | 169000 | [5 empty] | 0 | 1352000 | 95128.1758 | 95180.8 | 48598 | 0 | 358
1580017 | Brook Park | 139 | 22880 | [5 empty] | 0 | 183040 | 12878.8915 | 12886.016 | 16494 | 0 | 128
1270004 | Brooklyn Center | 30104 | 7088000 | [5 empty] | 0 | 56704000 | 3989754.4979 | 3991961.6 | 1838841 | 162789 | 29889
1270005 | Brooklyn Park | 75781 | 20839000 | 1750000 | 1150000 | 2090000 |  |  | 4990000 | 166712000 | 11730035.8327 | 11736524.8 | 13081529 | 1493959 | 78362
1730005 | Brooten | 745 | 185000 | 146500 | 1181700 |  |  |  | 1328200 | 1480000 | 104134.3936 | 104192 | 337624 | 136692 | 747
1770002 | Browerville | 790 | 240000 | 441200 |  |  |  |  | 441200 | 1920000 | 135093.2674 | 135168 | 204499 | 85835 | 777
1780001 | Browns Valley | 589 | 337000 | [5 empty] | 0 | 2696000 | 189693.463 | 189798.4 | 73420 | 1027 | 583
1500017 | Brownsdale | 682 | 130000 | [5 empty] | 0 | 1040000 | 73175.5199 | 73216 | 131122 | 14478 | 686
1430002 | Brownton | 807 | 199000 | 402500 |  |  |  |  | 402500 | 1592000 | 112014.8342 | 112076.8 | 98884 | 12997 | 735
1490001 | Buckman | 270 | 25000 | [5 empty] | 0 | 200000 | 14072.2154 | 14080 | 28576 | 0 | 287
1860005 | Buffalo | 15666 | 3400000 | 11200000 | 2200000 |  |  |  | 13400000 | 27200000 | 1913821.2885 | 1914880 | 4412306 | 32232791 | 15911
1650003 | Buffalo Lake | 733 | 175000 | [5 empty] | 0 | 1400000 | 98505.5075 | 98560 | 191115 | 4362 | 695
1690006 | Buhl | 1000 | 110000 | [5 empty] | 0 | 880000 | 61917.7476 | 61952 | 122887 | 11560 | 1005
1190002 | Burnsville | 61262 | 21000000 | 8700000 |  |  |  |  | 8700000 | 168000000 | 11820660.8995 | 11827200 | 7438611 | 1623943 | 61747
1830001 | Butterfield | 586 | 80000 | [5 empty] | 0 | 640000 | 45031.0891 | 45056 | 158270 | 53294 | 584
1550001 | Byron | 5039 | 950000 | [5 empty] | 0 | 7600000 | 534744.1836 | 535040 | 423741 | 84857 | 5264
1280002 | Caledonia | 2868 | 560000 | [5 empty] | 0 | 4480000 | 315217.624 | 315392 | 281539 | 52159 | 2824
1030004 | Callaway | 234 | 80000 | [5 empty] | 0 | 640000 | 45031.0891 | 45056 | 89860 | 40718 | 233
1310004 | Calumet | 383 | 60000 | [5 empty] | 0 | 480000 | 33773.3169 | 33792 | 68258 | 0 | 369
1300002 | Cambridge | 8217 | 1795968 | [5 empty] | 0 | 14367744 | 1010929.9388 | 1011489.1776 | 1281974 | 1307537 | 8338
1840003 | Campbell | 159 | 100000 | [5 empty] | 0 | 800000 | 56288.8614 | 56320 | 19094 | 0 | 156
1870001 | Canby | 1795 | 500000 | 1896000 | 2543000 |  |  |  | 4439000 | 4000000 | 281444.3071 | 281600 | 425411 | 288811 | 1757
1250001 | Cannon Falls | 4109 | 1500000 | [5 empty] | 0 | 12000000 | 844332.9214 | 844800 | 668710 | 444970 | 4108
1230001 | Canton | 346 | 55000 | [5 empty] | 0 | 440000 | 30958.8738 | 30976 | 56942 | 5779 | 348
1210010 | Carlos | 455 | 320000 | 114800 | 1287855 | 850700 |  |  | 2253355 | 2560000 | 180124.3566 | 180224 | 46138 | 81101 | 502
1090003 | Carlton | 987 | 150000 | 667000 |  |  |  |  | 667000 | 1200000 | 84433.2921 | 84480 | 226292 | 176614 | 1004
1100017 | Carver | 4000 | 1021000 | 272000 |  |  |  |  | 272000 | 8168000 | 574709.2752 | 575027.2 | 776550 | 1282163 | 4293
1110006 | Cass Lake | 761 | 137000 | [5 empty] | 0 | 1096000 | 77115.7402 | 77158.4 | 123790 | 61528 | 761
1130001 | Center City | 629 | 136400 | [5 empty] | 0 | 1091200 | 76778.007 | 76820.48 | 57881 | 0 | 615
1020036 | Centerville | 3900 | 780000 | [5 empty] | 0 | 6240000 | 439053.1191 | 439296 | 749629 | 0 | 3931
1460001 | Ceylon | 369 | 88900 | [5 empty] | 0 | 711200 | 50040.7978 | 50068.48 | 51739 | 11109 | 350
1270006 | Champlin | 24470 | 6641000 | [5 empty] | 0 | 53128000 | 3738143.2873 | 3740211.2 | 2002239 | 1406514 | 22880
1510002 | Chandler | 270 | 164000 | [5 empty] | 0 | 1312000 | 92313.7327 | 92364.8 | 48296 | 0 | 264
1100001 | Chanhassen | 23179 | 7170800 | [5 empty] | 0 | 57366400 | 4036361.6752 | 4038594.56 | 3039773 | 6515692 | 24503
1100002 | Chaska | 24048 | 7989000 | [5 empty] | 0 | 63912000 | 4496917.1394 | 4499404.8 | 2451465 | 699758 | 25270
1230002 | Chatfield | 2794 | 443000 | [5 empty] | 0 | 3544000 | 249359.6561 | 249497.6 | 132905 | 0 | 2815
1130003 | Chisago City | 3896 | 670000 | [5 empty] | 0 | 5360000 | 377135.3716 | 377344 | 510788 | 0 | 5069
1690007 | Chisholm | 4960 | 1000000 | [5 empty] | 0 | 8000000 | 562888.6143 | 563200 | 570438 | 160089 | 5029
1750002 | Chokio | 400 | 90000 | [5 empty] | 0 | 720000 | 50659.9753 | 50688 | 82970 | 68009 | 389
1020013 | Circle Pines | 5018 | 1306000 | [5 empty] | 0 | 10448000 | 735132.5302 | 735539.2 | 445684 | 93645 | 4961
1120001 | Clara City | 1360 | 206900 | [5 empty] | 0 | 1655200 | 116461.6543 | 116526.08 | 272560 | 156271 | 1319
1200001 | Claremont | 548 | 75000 | [5 empty] | 0 | 600000 | 42216.6461 | 42240 | 99692 | 164443 | 543
1770003 | Clarissa | 681 | 140000 | 2743000 | 108000 |  |  |  | 2851000 | 1120000 | 78804.406 | 78848 | 93992 | 52578 | 668
1870002 | Clarkfield | 841 | 225000 | 921200 | 992100 | 218200 |  |  | 2131500 | 1800000 | 126649.9382 | 126720 | 160809 | 51002 | 831
1240005 | Clarks Grove | 709 | 80000 | [5 empty] | 0 | 640000 | 45031.0891 | 45056 | 27000 | 0 | 698
1710009 | Clear Lake | 525 | 114000 | [5 empty] | 0 | 912000 | 64169.302 | 64204.8 | 61362 | 32318 | 587
1150003 | Clearbrook | 519 | 150000 | [5 empty] | 0 | 1200000 | 84433.2921 | 84480 | 68159 | 0 | 522
1860025 | Clearwater | 1735 | 466000 | [5 empty] | 0 | 3728000 | 262306.0942 | 262451.2 | 168388 | 53065 | 1775
1640002 | Clements | 153 | 22000 | [5 empty] | 0 | 176000 | 12383.5495 | 12390.4 | 42906 | 0 | 149
1400001 | Cleveland | 717 | 100000 | [5 empty] | 0 | 800000 | 56288.8614 | 56320 | 125744 | 122400 | 721
1600001 | Climax | 269 | 60000 | [5 empty] | 0 | 480000 | 33773.3169 | 33792 | 32681 | 0 | 276
1060003 | Clinton | 450 | 75000 | [5 empty] | 0 | 600000 | 42216.6461 | 42240 | 61243 | 0 | 436
1090005 | Cloquet | 12156 | 1700000 | [5 empty] | 0 | 13600000 | 956910.6442 | 957440 | 3228360 | 403086 | 12258
1080010 | Cobden | 30 | 6500 | [5 empty] | 0 | 52000 | 3658.776 | 3660.8 | 12252 | 5110 | 34
1310035 | Cohasset Municipal Water System | 917 | 150000 | [5 empty] | 0 | 1200000 | 84433.2921 | 84480 | #N/A | #N/A | #N/A
1860006 | Cokato | 2726 | 611000 | [5 empty] | 0 | 4888000 | 343924.9433 | 344115.2 | 487900 | 360846 | 2742
1730006 | Cold Spring | 4053 | 1250000 | 5705000 | 841000 | 1771000 |  |  | 8317000 | 10000000 | 703610.7678 | 704000 | 493815 | 0 | 4081
1310006 | Coleraine | 1114 | 325000 | [5 empty] | 0 | 2600000 | 182938.7996 | 183040 | 394684 | 144997 | 1972
1100004 | Cologne | 1519 | 500000 | 24000 | 5200000 | 500000 |  |  | 5724000 | 4000000 | 281444.3071 | 281600 | 224233 | 232202 | 1633
1020016 | Columbia Heights | 19496 | 2411600 | [5 empty] | 0 | 19292800 | 1357462.1822 | 1358213.12 | 2263301 | 65494 | 19709
1080001 | Comfrey | 375 | 50000 | 455000 | 1678000 | 349000 | 114000 | 195000 | 2596000 | 400000 | 28144.4307 | 28160 | 54722 | 23884 | 365
1140002 | Comstock | 113 | 20000 | [5 empty] | 0 | 160000 | 11257.7723 | 11264 | 13453 | 0 | 96
1240006 | Conger | 146 | 38000 | [5 empty] | 0 | 304000 | 21389.7673 | 21401.6 | 17862 | 0 | 139
1690009 | Cook | 574 | 200000 | [5 empty] | 0 | 1600000 | 112577.7229 | 112640 | 193942 | 52450 | 570
1020017 | Coon Rapids | 61476 | 20939000 | [5 empty] | 0 | 167512000 | 11786324.6941 | 11792844.8 | 5650339 | 1276788 | 62435
1060004 | Correll | 32 | 17000 | [5 empty] | 0 | 136000 | 9569.1064 | 9574.4 | 25757 | 0 | 32
1470011 | Cosmos | 473 | 134000 | [5 empty] | 0 | 1072000 | 75427.0743 | 75468.8 | 160336 | 106373 | 463
1820004 | Cottage Grove | 33930 | 9662168 | [5 empty] | 0 | 77297344 | 5438724.3563 | 5441733.0176 | 2179348 | 128623 | 35250
1420002 | Cottonwood | 1212 | 143000 | 570434 |  |  |  |  | 570434 | 1144000 | 80493.0718 | 80537.6 | 168593 | 0 | 1207
1520001 | Courtland | 611 | 122000 | 520000 | 1415000 |  |  |  | 1935000 | 976000 | 68672.4109 | 68710.4 | 373474 | 0 | 619
1090007 | Cromwell | 229 | 25000 | [5 empty] | 0 | 200000 | 14072.2154 | 14080 | 27096 | 6772 | 241
1600002 | Crookston | 7885 | 1300000 | [5 empty] | 0 | 10400000 | 731755.1985 | 732160 | 1220212 | 0 | 7902
1180008 | Crosby | 2386 | 508000 | 3870000 | 1050000 | 3670000 |  |  | 8590000 | 4064000 | 285947.416 | 286105.6 | 325192 | 194419 | 2370
1270008 | Crystal | 22151 | 17400000 | [5 empty] | 0 | 139200000 | 9794261.8882 | 9799680 | 3928301 | 0 | 22436
1510003 | Currie | 232 | 50000 | 2033000 |  |  |  |  | 2033000 | 400000 | 28144.4307 | 28160 | 65057 | 0 | 232
1180011 | Cuyuna | 124 | 13000 | 459300 | 616800 | 1273155 | 55650 |  | 2404905 | 104000 | 7317.552 | 7321.6 | 30463 | 0 | 338
1610001 | Cyrus | 288 | 110000 | 750000 | 750000 | 83500 |  |  | 1583500 | 880000 | 61917.7476 | 61952 | 22373 | 0 | 294
1560008 | Dalton | 256 | 140000 | [5 empty] | 0 | 1120000 | 78804.406 | 78848 | 81290 | 33953 | 249
1650004 | Danube | 493 | 65000 | [5 empty] | 0 | 520000 | 36587.7599 | 36608 | 51606 | 0 | 470
1830002 | Darfur | 87 | 8000 | [5 empty] | 0 | 64000 | 4503.1089 | 4505.6 | 16987 | 0 | 103
1470002 | Darwin | 257 | 62000 | 937000 | 125000 |  |  |  | 1062000 | 496000 | 34899.0941 | 34918.4 | 61162 | 10019 | 353
1470003 | Dassel | 1469 | 270000 | [5 empty] | 0 | 2160000 | 151979.9259 | 152064 | 315892 | 212431 | 1460
1370003 | Dawson | 1540 | 500000 | [5 empty] | 0 | 4000000 | 281444.3071 | 281600 | 631253 | 396835 | 1492
1270073 | Dayton | 305 | 138000 | [5 empty] | 0 | 1104000 | 77678.6288 | 77721.6 | 509655 | 0 | 5011
1560007 | Deer Creek | 322 | 100000 | [5 empty] | 0 | 800000 | 56288.8614 | 56320 | 37342 | 18443 | 324
1310007 | Deer River | 903 | 170000 | [5 empty] | 0 | 1360000 | 95691.0644 | 95744 | 170436 | 38482 | 949
1180012 | Deerwood | 532 | 112000 | 275436 | 787000 | 95000 |  |  | 1157436 | 896000 | 63043.5248 | 63078.4 | 119828 | 17253 | 532
1760004 | DeGraff | 121 | 54000 | [5 empty] | 0 | 432000 | 30395.9852 | 30412.8 | #N/A | #N/A | #N/A
1860007 | Delano | 5510 | 1634000 | [5 empty] | 0 | 13072000 | 919759.9957 | 920268.8 | 873493 | 577761 | 5757
1220003 | Delavan | 179 | 40000 | [5 empty] | 0 | 320000 | 22515.5446 | 22528 | 88324 | 0 | 169
1170010 | Delft | 58 | 3750 | [5 empty] | 0 | 30000 | 2110.8323 | 2112 | 9489 | #N/A | #N/A
| Delhi | 66 | 0 | [6 empty] | 0 |  | 0 | 0 | 0 | 0
1250021 | Dennison | 171 | 20000 | [5 empty] | 0 | 160000 | 11257.7723 | 11264 | 14714 | 0 | 216
1030005 | Detroit Lakes | 8763 | 2250000 | [5 empty] | 0 | 18000000 | 1266499.3821 | 1267200 | 1043238 | 230216 | 9053
1500006 | Dexter | 342 | 60000 | [5 empty] | 0 | 480000 | 33773.3169 | 33792 | 33188 | 13240 | 342
1140003 | Dilworth | 4024 | 450000 | [5 empty] | 0 | 3600000 | 253299.8764 | 253440 | 617565 | 9591 | 4246
1200002 | Dodge Center | 2670 | 210000 | [5 empty] | 0 | 1680000 | 118206.609 | 118272 | 342920 | 0 | 2724
1750003 | Donnelly | 242 | 100000 | [5 empty] | 0 | 800000 | 56288.8614 | 56320 | 37730 | 6283 | 238
1550004 | Dover | 747 | 60000 | [5 empty] | 0 | 480000 | 33773.3169 | 33792 | 139391 | 59393 | 757
1510010 | Dovray | 54 | 0 | [5 empty] | 0 | 0 | 0 | 0 | 15897 | 1044 | 57
1690011 | Duluth | 86211 | 32000000 | [5 empty] | 0 | 256000000 | 18012435.6565 | 18022400 | 11165150 | 1851766 | 86367
1780002 | Dumont | 100 | 35000 | [5 empty] | 0 | 280000 | 19701.1015 | 19712 | 33922 | 8995 | 91
1660015 | Dundas | 1402 | 90000 | [5 empty] | 0 | 720000 | 50659.9753 | 50688 | 429704 | 49643 | 1458
1530004 | Dundee | 68 | 10000 | [5 empty] | 0 | 80000 | 5628.8861 | 5632 | #N/A | #N/A | #N/A
1460002 | Dunnell | 163 | 30000 | [5 empty] | 0 | 240000 | 16886.6584 | 16896 | #N/A | #N/A | #N/A
1190007 | Eagan | 64972 | 26458000 | [5 empty] | 0 | 211664000 | 14892906.9562 | 14901145.6 | 5769051 | 0 | 66810
1770004 | Eagle Bend | 535 | 105000 | 627550 | 468900 | 461000 | 215925 |  | 1773375 | 840000 | 59103.3045 | 59136 | 52477 | 18477 | 517
1070002 | Eagle Lake | 2520 | 372000 | 3500000 |  |  |  |  | 3500000 | 2976000 | 209394.5645 | 209510.4 | 212725 | 48200 | 2779
| Eagleton | 2500 | 340000 | [6 empty] | 2720000 |  | 191488 | 900000 | 30000 | 2500
1020042 | East Bethel | 127 | 56300 | [5 empty] | 0 | 450400 | 31690.629 | 31708.16 | 169060 | 0 | 11591
1600004 | East Grand Forks | 8581 | 2400000 | [5 empty] | 0 | 19200000 | 1350932.6742 | 1351680 | 2290490 | 0 | 8731
1220005 | Easton | 199 | 96000 | [5 empty] | 0 | 768000 | 54037.307 | 54067.2 | 36966 | 0 | 196
1870003 | Echo | 271 | 120000 | 794300 | 1377900 |  |  |  | 2172200 | 960000 | 67546.6337 | 67584 | 79308 | 12000 | 269
1270010 | Eden Prairie | 62004 | 20780000 | [5 empty] | 0 | 166240000 | 11696825.4044 | 11703296 | 9791282 | 431724 | 62593
1470012 | Eden Valley | 1042 | 294000 | [5 empty] | 0 | 2352000 | 165489.2526 | 165580.8 | 187594 | 176795 | 1047
1590001 | Edgerton | 1189 | 180000 | [5 empty] | 0 | 1440000 | 101319.9506 | 101376 | 137322 | 26746 | 1147
1270011 | Edina | 49050 | 19000000 | [5 empty] | 0 | 152000000 | 10694883.671 | 10700800 | 13443940 | 4566672 | 50261
1280003 | Eitzen | 237 | 45000 | [5 empty] | 0 | 360000 | 25329.9876 | 25344 | 98499 | 0 | 239
1850003 | Elba | 152 | 30000 | [5 empty] | 0 | 240000 | 16886.6584 | 16896 | 9337 | 0 | 146
1260003 | Elbow Lake | 1200 | 400000 | 400000 | 1000000 |  |  |  | 1400000 | 3200000 | 225155.4457 | 225280 | 299012 | 6081 | 1165
1790001 | Elgin | 1089 | 200000 | 242088 |  |  |  |  | 242088 | 1600000 | 112577.7229 | 112640 | 190057 | 116602 | 1087
1560028 | Elizabeth | 175 | 100000 | [5 empty] | 0 | 800000 | 56288.8614 | 56320 | 63511 | 36459 | 170
1710004 | Elk River | 22974 | 4800000 | [5 empty] | 0 | 38400000 | 2701865.3485 | 2703360 | 2350789 | 599646 | 23730
1700029 | Elko New Market | 4285 | 895800 | [5 empty] | 0 | 7166400 | 504235.6207 | 504514.56 | 518119 | 226521 | 4472
1500007 | Elkton | 152 | 21000 | [5 empty] | 0 | 168000 | 11820.6609 | 11827.2 | 57134 | 0 | 140
1740003 | Ellendale | 636 | 150000 | [5 empty] | 0 | 1200000 | 84433.2921 | 84480 | 228891 | 210254 | 675
1530005 | Ellsworth | 456 | 0 | [5 empty] | 0 | 0 | 0 | 0 | 200263 | 41513 | 464
1220004 | Elmore | 663 | 132000 | [5 empty] | 0 | 1056000 | 74301.2971 | 74342.4 | 196965 | 684535 | 586
1690014 | Ely | 3616 | 1200000 | [5 empty] | 0 | 9600000 | 675466.3371 | 675840 | 637440 | 82641 | 3491
1400003 | Elysian | 656 | 300000 | [5 empty] | 0 | 2400000 | 168866.5843 | 168960 | 189478 | 78914 | 679
1240007 | Emmons | 384 | 60000 | [5 empty] | 0 | 480000 | 33773.3169 | 33792 | 15938 | 13740 | 386
1190009 | Empire Township | 1244 | 500000 | 7500000 |  |  |  |  | 7500000 | 4000000 | 281444.3071 | 281600 | #N/A | #N/A | #N/A
1600005 | Erskine | 503 | 120000 | 58000 | 1179150 |  |  |  | 1237150 | 960000 | 67546.6337 | 67584 | 128668 | 55889 | 505
1080009 | Evan | 86 | 0 | [5 empty] | 0 | 0 | 0 | 0 | 22450 | 16828 | 77
1210013 | Evansville | 612 | 106000 | 1476773 | 887513 |  |  |  | 2364286 | 848000 | 59666.1931 | 59699.2 | 103946 | 19687 | 615
1690018 | Eveleth | 3770 | 800000 | 673149 | 237794 | 1312172 |  |  | 2223115 | 6400000 | 450310.8914 | 450560 | 1003862 | 131818 | 3694
1270012 | Excelsior | 2230 | 660000 | [5 empty] | 0 | 5280000 | 371506.4854 | 371712 | 403035 | 156946 | 2273
1550006 | Eyota | 2023 | 160000 | [5 empty] | 0 | 1280000 | 90062.1783 | 90112 | 159637 | 22235 | 2040
1650005 | Fairfax | 1295 | 265000 | [5 empty] | 0 | 2120000 | 149165.4828 | 149248 | 192596 | 123287 | 1197
1460003 | Fairmont | 10666 | 2190000 | 2063000 |  |  |  |  | 2063000 | 17520000 | 1232726.0652 | 1233408 | 1886932 | 1322126 | 10464
1420012 | Fairview Township Water Association | 89 | 0 | [5 empty] | 0 | 0 | 0 | 0 | #N/A | #N/A | #N/A
1660002 | Faribault | 23415 | 6700000 | [5 empty] | 0 | 53600000 | 3771353.7156 | 3773440 | 1879307 | 285713 | 23631
1190008 | Farmington | 18735 | 5000000 | [5 empty] | 0 | 40000000 | 2814443.0713 | 2816000 | 1409961 | 253 | 22386
1690058 | Fayal Township | 456 | 30000 | [5 empty] | 0 | 240000 | 16886.6584 | 16896 | #N/A | #N/A | #N/A
1140012 | Felton | 171 | 70000 | [5 empty] | 0 | 560000 | 39402.203 | 39424 | 8351 | 0 | 177
1560014 | Fergus Falls | 13215 | 4200000 | [5 empty] | 0 | 33600000 | 2364132.1799 | 2365440 | 1610120 | 210634 | 13280
1600008 | Fertile | 840 | 150000 | [5 empty] | 0 | 1200000 | 84433.2921 | 84480 | 145204 | 60887 | 859
1580002 | Finlayson | 315 | 106000 | [5 empty] | 0 | 848000 | 59666.1931 | 59699.2 | 76552 | 37063 | 310
1600009 | Fisher | 432 | 100000 | [5 empty] | 0 | 800000 | 56288.8614 | 56320 | 148223 | 114930 | 436
1690048 | Floodwood | 501 | 65000 | [5 empty] | 0 | 520000 | 36587.7599 | 36608 | 78803 | 0 | 537
1420003 | Florence | 39 | 6250 | [5 empty] | 0 | 50000 | 3518.0538 | 3520 | 5698 | 0 | 39
1050001 | Foley | 2636 | 327000 | [5 empty] | 0 | 2616000 | 184064.5769 | 184166.4 | 267987 | 0 | 2708
1820005 | Forest Lake | 10360 | 2304000 | [5 empty] | 0 | 18432000 | 1296895.3673 | 1297612.8 | 1602389 | 3716968 | 19484
1480014 | Foreston | 524 | 60000 | [5 empty] | 0 | 480000 | 33773.3169 | 33792 | 34882 | 38360 | 527
1600010 | Fosston | 1527 | 400000 | [5 empty] | 0 | 3200000 | 225155.4457 | 225280 | 314203 | 184674 | 1530
1230003 | Fountain | 406 | 60000 | [5 empty] | 0 | 480000 | 33773.3169 | 33792 | 74645 | 0 | 412
1650006 | Franklin | 510 | 75000 | 120000 |  |  |  |  | 120000 | 600000 | 42216.6461 | 42240 | 75114 | 0 | 490
1030014 | Frazee | 1400 | 460000 | 785000 |  |  |  |  | 785000 | 3680000 | 258928.7626 | 259072 | 192755 | 12067 | 1396
1240008 | Freeborn | 297 | 64500 | 2428000 |  |  |  |  | 2428000 | 516000 | 36306.3156 | 36326.4 | 40784 | 0 | 291
1730013 | Freeport | 636 | 145000 | [5 empty] | 0 | 1160000 | 81618.8491 | 81664 | 96534 | 67433 | 668
1020031 | Fridley | 27208 | 9224000 | [5 empty] | 0 | 73792000 | 5192084.578 | 5194956.8 | 2711441 | 710978 | 27952
1220007 | Frost | 191 | 42000 | [5 empty] | 0 | 336000 | 23641.3218 | 23654.4 | 64605 | 22106 | 191
1510005 | Fulda | 1301 | 251000 | [5 empty] | 0 | 2008000 | 141285.0422 | 141363.2 | 244040 | 2434 | 1290
1210021 | Garfield | 308 | 40000 | 987527 | 121234 | 121188 |  |  | 1229949 | 320000 | 22515.5446 | 22528 | 42873 | 17739 | 357
1420011 | Garvin | 135 | 0 | [5 empty] | 0 | 0 | 0 | 0 | 24257 | 7455 | 134
1540010 | Gary | 204 | 73300 | 494375 |  |  |  |  | 494375 | 586400 | 41259.7354 | 41282.56 | 20359 | 0 | 206
1720002 | Gaylord | 2305 | 1120000 | 1675765 | 275000 |  |  |  | 1950765 | 8960000 | 630435.248 | 630784 | 373424 | 216635 | 2289
1240009 | Geneva | 457 | 100000 | [5 empty] | 0 | 800000 | 56288.8614 | 56320 | 30233 | 0 | 550
1140014 | Georgetown | 100 | 22000 | [5 empty] | 0 | 176000 | 12383.5495 | 12390.4 | 6595 | 0 | 84
1420004 | Ghent | 370 | 36000 | [5 empty] | 0 | 288000 | 20263.9901 | 20275.2 | 52054 | 0 | 361
1720004 | Gibbon | 769 | 143500 | [5 empty] | 0 | 1148000 | 80774.5161 | 80819.2 | 82823 | 48127 | 764
1690020 | Gilbert | 1799 | 350000 | [5 empty] | 0 | 2800000 | 197011.015 | 197120 | 581647 | 39362 | 1817
1430003 | Glencoe | 5586 | 722000 | [5 empty] | 0 | 5776000 | 406405.5795 | 406630.4 | 794313 | 45742 | 5552
1240010 | Glenville | 670 | 260000 | [5 empty] | 0 | 2080000 | 146351.0397 | 146432 | 40029 | 0 | 626
1610003 | Glenwood | 2594 | 860000 | 958000 | 435200 | 1165000 | 708000 |  | 3266200 | 6880000 | 484084.2083 | 484352 | 349363 | 137723 | 2560
1140005 | Glyndon | 1393 | 280000 | 634800 |  |  |  |  | 634800 | 2240000 | 157608.812 | 157696 | 217600 | 79093 | 1416
1270014 | Golden Valley | 20371 | 9050000 | [5 empty] | 0 | 72400000 | 5094141.9591 | 5096960 | 9856853 | 7453 | 20790
1150005 | Gonvick | 282 | 60000 | [5 empty] | 0 | 480000 | 33773.3169 | 33792 | 89144 | 441119 | 289
1070005 | Good Thunder | 583 | 615000 | [5 empty] | 0 | 4920000 | 346176.4978 | 346368 | 92452 | 0 | 555
1250005 | Goodhue | 1176 | 200000 | [5 empty] | 0 | 1600000 | 112577.7229 | 112640 | 155202 | 25000 | 1183
1570001 | Goodridge | 134 | 0 | [5 empty] | 0 | 0 | 0 | 0 | 24575 | 0 | 136
1850012 | Goodview | 4063 | 600000 | [5 empty] | 0 | 4800000 | 337733.1686 | 337920 | 544834 | 280038 | 4064
1060005 | Graceville | 565 | 200000 | [5 empty] | 0 | 1600000 | 112577.7229 | 112640 | 172351 | 70930 | 582
1460004 | Granada | 297 | 58100 | [5 empty] | 0 | 464800 | 32703.8285 | 32721.92 | 56408 | 0 | 289
1160001 | Grand Marais | 1419 | 400000 | [5 empty] | 0 | 3200000 | 225155.4457 | 225280 | 343008 | 120144 | 1367
1500008 | Grand Meadow | 1154 | 110000 | [5 empty] | 0 | 880000 | 61917.7476 | 61952 | 223446 | 0 | 1161
1310011 | Grand Rapids | 8886 | 1800000 | [5 empty] | 0 | 14400000 | 1013199.5057 | 1013760 | 1567616 | 190585 | 11114
1870004 | Granite Falls | 2843 | 700000 | [5 empty] | 0 | 5600000 | 394022.03 | 394240 | 582325 | 8229615 | 2824
1720005 | Green Isle | 559 | 250800 | [5 empty] | 0 | 2006400 | 141172.4645 | 141250.56 | 56192 | 17855 | 553
1340021 | Green Lake | 1500 | 694000 | [5 empty] | 0 | 5552000 | 390644.6983 | 390860.8 | #N/A | #N/A | #N/A
1680002 | Greenbush | 719 | 180000 | 354942 | 85575 |  |  |  | 440517 | 1440000 | 101319.9506 | 101376 | 195032 | 110795 | 721
1270074 | Greenfield | 250 | 118000 | [5 empty] | 0 | 944000 | 66420.8565 | 66457.6 | 108173 | 0 | 2822
1770005 | Grey Eagle | 348 | 72000 | [5 empty] | 0 | 576000 | 40527.9802 | 40550.4 | 32139 | 0 | 338
1470007 | Grove City | 635 | 105000 | 2317000 |  |  |  |  | 2317000 | 840000 | 59103.3045 | 59136 | 165228 | 81925 | 626
1450003 | Grygla | 221 | 50000 | [5 empty] | 0 | 400000 | 28144.4307 | 28160 | 47096 | 0 | 226
1110008 | Hackensack | 313 | 73000 | [5 empty] | 0 | 584000 | 41090.8688 | 41113.6 | 160727 | 19930 | 315
1510006 | Hadley | 61 | 15000 | [5 empty] | 0 | 120000 | 8443.3292 | 8448 | 39953 | 17571 | 54
1350001 | Hallock | 981 | 175000 | [5 empty] | 0 | 1400000 | 98505.5075 | 98560 | 260916 | 48256 | 959
1540003 | Halstad | 597 | 130000 | [5 empty] | 0 | 1040000 | 73175.5199 | 73216 | #N/A | #N/A | #N/A
1100005 | Hamburg | 525 | 63000 | [5 empty] | 0 | 504000 | 35461.9827 | 35481.6 | 108116 | 78716 | 501
1790002 | Hammond | 110 | 65000 | [5 empty] | 0 | 520000 | 36587.7599 | 36608 | 24025 | 0 | 122
1190010 | Hampton | 691 | 160000 | 643250 |  |  |  |  | 643250 | 1280000 | 90062.1783 | 90112 | 121250 | 0 | 697
1750004 | Hancock | 707 | 200000 | [5 empty] | 0 | 1600000 | 112577.7229 | 112640 | 148313 | 97037 | 772
1870005 | Hanley Falls | 304 | 50000 | 2699000 |  |  |  |  | 2699000 | 400000 | 28144.4307 | 28160 | 145255 | 45594 | 289
1080002 | Hanska | 393 | 134000 | 255000 | 1352000 | 638000 | 107000 | 2335000 | 2352000 | 1072000 | 75427.0743 | 75468.8 | 47523 | 9955 | 380
1670002 | Hardwick | 198 | 25000 | [5 empty] | 0 | 200000 | 14072.2154 | 14080 | 29297 | 0 | 193
1230005 | Harmony | 1020 | 200000 | 773000 |  |  |  |  | 773000 | 1600000 | 112577.7229 | 112640 | 142941 | 0 | 1019
1130005 | Harris | 378 | 78000 | [5 empty] | 0 | 624000 | 43905.3119 | 43929.6 | 132967 | 49781 | 1130
1240011 | Hartland | 315 | 100000 | [5 empty] | 0 | 800000 | 56288.8614 | 56320 | 64948 | 0 | 307
1190012 | Hastings | 22335 | 5700000 | [5 empty] | 0 | 45600000 | 3208465.1013 | 3210240 | 1897229 | 613180 | 22492
1590011 | Hatfield Municipal Water Supply | 54 | 0 | [5 empty] | 0 | 0 | 0 | 0 | #N/A | #N/A | #N/A
1140006 | Hawley | 2094 | 707000 | 2872000 |  |  |  |  | 2872000 | 5656000 | 397962.2503 | 398182.4 | 304447 | 87647 | 2137
1200004 | Hayfield | 1340 | 140000 | [5 empty] | 0 | 1120000 | 78804.406 | 78848 | 409992 | 1175235 | 1340
1240012 | Hayward | 248 | 45000 | [5 empty] | 0 | 360000 | 25329.9876 | 25344 | 41768 | 15880 | 251
1870011 | Hazel Run | 56 | 0 | [5 empty] | 0 | 0 | 0 | 0 | 7008 | 4649 | 61
1650009 | Hector | 1151 | 275000 | [5 empty] | 0 | 2200000 | 154794.3689 | 154880 | 159116 | 4093 | 1104
1720006 | Henderson | 886 | 120000 | 359864 |  |  |  |  | 359864 | 960000 | 67546.6337 | 67584 | 164225 | 44773 | 895
1410001 | Hendricks | 707 | 120000 | [5 empty] | 0 | 960000 | 67546.6337 | 67584 | 101097 | 8582 | 705
1540004 | Hendrum | 317 | 100000 | [5 empty] | 0 | 800000 | 56288.8614 | 56320 | 43908 | 12990 | 294
1560016 | Henning | 802 | 250000 | [5 empty] | 0 | 2000000 | 140722.1536 | 140800 | 164023 | 117051 | 805
1260005 | Herman | 400 | 147000 | 200000 | 750000 | 580000 |  |  | 1530000 | 1176000 | 82744.6263 | 82790.4 | 89066 | 9621 | 434
1690043 | Hermantown | 5055 | 0 | [5 empty] | 0 | 0 | 0 | 0 | 1335674 | 0 | 9726
1320002 | Heron Lake | 698 | 110000 | 1550000 |  |  |  |  | 1550000 | 880000 | 61917.7476 | 61952 | 388106 | 231470 | 690
1770015 | Hewitt | 266 | 74000 | [5 empty] | 0 | 592000 | 41653.7575 | 41676.8 | 25762 | 0 | 254
1690022 | Hibbing | 16287 | 3400000 | 790000 |  |  |  |  | 790000 | 27200000 | 1913821.2885 | 1914880 | 2918287 | 173358 | 16340
1010011 | Hill City | 633 | 65000 | [5 empty] | 0 | 520000 | 36587.7599 | 36608 | 116201 | 0 | 634
1670003 | Hills | 686 | 123000 | [5 empty] | 0 | 984000 | 69235.2996 | 69273.6 | 111411 | 5300 | 683
1020033 | Hilltop | 680 | 110000 | [5 empty] | 0 | 880000 | 61917.7476 | 61952 | 168710 | 0 | 801
1580005 | Hinckley | 1805 | 578000 | [5 empty] | 0 | 4624000 | 325349.619 | 325529.6 | 325646 | 141372 | 1794
1140007 | Hitterdal | 201 | 110000 | 189000 | 618000 | 75000 |  |  | 882000 | 880000 | 61917.7476 | 61952 | 80681 | 9901 | 205
1260006 | Hoffman | 682 | 250000 | 478700 | 171000 |  |  |  | 649700 | 2000000 | 140722.1536 | 140800 | 194606 | 88967 | 650
1280004 | Hokah | 572 | 70000 | 377400 |  |  |  |  | 377400 | 560000 | 39402.203 | 39424 | 50493 | 0 | 562
1730014 | Holdingford | 770 | 208600 | [5 empty] | 0 | 1668800 | 117418.5649 | 117483.52 | 45555 | 58432 | 713
1590010 | Holland | 182 | 0 | [5 empty] | 0 | 0 | 0 | 0 | 16957 | 0 | 176
1240013 | Hollandale | 300 | 100000 | [5 empty] | 0 | 800000 | 56288.8614 | 56320 | 30807 | 15386 | 292
1760005 | Holloway | 92 | 40000 | [5 empty] | 0 | 320000 | 22515.5446 | 22528 | 38161 | 119184 | 88
1450013 | Holt | 80 | 10000 | [5 empty] | 0 | 80000 | 5628.8861 | 5632 | 1391 | 0 | 88
1270016 | Hopkins | 17145 | 3810000 | [5 empty] | 0 | 30480000 | 2144605.6203 | 2145792 | 1484996 | 320944 | 18971
1280005 | Houston | 980 | 120000 | 2753620 | 143780 | 652500 |  |  | 3549900 | 960000 | 67546.6337 | 67584 | 103201 | 32876 | 970
1860010 | Howard Lake | 2016 | 373000 | 253000 |  |  |  |  | 253000 | 2984000 | 209957.4531 | 210073.6 | 302065 | 1038316 | 2046
1690028 | Hoyt Lakes | 2017 | 850000 | [5 empty] | 0 | 6800000 | 478455.3221 | 478720 | 461339 | 0 | 2033
1820007 | Hugo | 11024 | 4918000 | [5 empty] | 0 | 39344000 | 2768286.205 | 2769817.6 | 1980909 | 0 | 14201
1430004 | Hutchinson | 14178 | 2799000 | [5 empty] | 0 | 22392000 | 1575525.2313 | 1576396.8 | 2150380 | 2554019 | 14124
1590003 | Ihlen | 63 | 13000 | [5 empty] | 0 | 104000 | 7317.552 | 7321.6 | 8391 | 0 | 56
1360002 | International Falls | 6396 | 1600000 | [5 empty] | 0 | 12800000 | 900621.7828 | 901120 | 3340868 | 0 | 6333
1190014 | Inver Grove Heights | 34189 | 8000000 | [5 empty] | 0 | 64000000 | 4503108.9141 | 4505600 | 2628596 | 3723988 | 34831
1510007 | Iona | 137 | 60000 | [5 empty] | 0 | 480000 | 33773.3169 | 33792 | 55253 | 0 | 140
1690029 | Iron Junction | 87 | 12000 | [5 empty] | 0 | 96000 | 6754.6634 | 6758.4 | 0 | 0 | 87
1180017 | Ironton | 572 | 80000 | 38900 | 1235600 | 114000 |  |  | 1388500 | 640000 | 45031.0891 | 45056 | 60479 | 23445 | 575
1300005 | Isanti | 5369 | 1460000 | [5 empty] | 0 | 11680000 | 821817.3768 | 822272 | 769884 | 789565 | 5409
1480001 | Isle | 745 | 114000 | 753100 | 276300 | 294500 |  |  | 1323900 | 912000 | 64169.302 | 64204.8 | 143075 | 2934 | 773
1410002 | Ivanhoe | 559 | 144000 | [5 empty] | 0 | 1152000 | 81055.9605 | 81100.8 | 109873 | 53303 | 553
1320003 | Jackson | 3354 | 650000 | 175000 | 1738700 | 454440 | 420000 |  | 2788140 | 5200000 | 365877.5993 | 366080 | 530649 | 18132 | 3369
1810001 | Janesville | 2256 | 521000 | [5 empty] | 0 | 4168000 | 293264.968 | 293427.2 | 239376 | 80791 | 2280
1590004 | Jasper | 633 | 120000 | [5 empty] | 0 | 960000 | 67546.6337 | 67584 | 111007 | 29150 | 614
1170002 | Jeffers | 369 | 61000 | [5 empty] | 0 | 488000 | 34336.2055 | 34355.2 | 74717 | 29267 | 361
1060006 | Johnson | 32 | 6000 | [5 empty] | 0 | 48000 | 3377.3317 | 3379.2 | 1002 | 0 | 29
1860024 | Joint Powers Water Board | 21851 | 4998000 | [5 empty] | 0 | 39984000 | 2813317.2941 | 2814873.6 | #N/A | #N/A | #N/A
1700003 | Jordan | 5776 | 1042000 | [5 empty] | 0 | 8336000 | 586529.9361 | 586854.4 | 859313 | 1747033 | 6148
1340003 | Kandiyohi | 491 | 75000 | [5 empty] | 0 | 600000 | 42216.6461 | 42240 | 76709 | 0 | 484
1350002 | Karlstad | 753 | 150000 | [5 empty] | 0 | 1200000 | 84433.2921 | 84480 | 108179 | 89358 | 760
1400005 | Kasota | 670 | 141000 | [5 empty] | 0 | 1128000 | 79367.2946 | 79411.2 | 53980 | 0 | 671
1200005 | Kasson | 6010 | 550000 | [5 empty] | 0 | 4400000 | 309588.7378 | 309760 | 614044 | 138222 | 6124
1310021 | Keewatin | 1068 | 320000 | [5 empty] | 0 | 2560000 | 180124.3566 | 180224 | #N/A | #N/A | #N/A
1040017 | Kelliher | 266 | 45000 | 650000 | 1353385 |  |  |  | 2003385 | 360000 | 25329.9876 | 25344 | 58235 | 0 | 266
1790003 | Kellogg | 469 | 140000 | [5 empty] | 0 | 1120000 | 78804.406 | 78848 | 114637 | 0 | 441
1350003 | Kennedy | 191 | 50000 | [5 empty] | 0 | 400000 | 28144.4307 | 28160 | 61296 | 8684 | 175
1670008 | Kenneth | 68 | 0 | [5 empty] | 0 | 0 | 0 | 0 | 4307 | 0 | 61
1210017 | Kensington | 312 | 80000 | [5 empty] | 0 | 640000 | 45031.0891 | 45056 | 131013 | 59560 | #N/A
1840004 | Kent | 90 | 14000 | [5 empty] | 0 | 112000 | 7880.4406 | 7884.8 | 11864 | 0 | 80
1250007 | Kenyon | 1817 | 450000 | [5 empty] | 0 | 3600000 | 253299.8764 | 253440 | 228679 | 40311 | 1828
1760006 | Kerkhoven | 759 | 180000 | [5 empty] | 0 | 1440000 | 101319.9506 | 101376 | 27749 | 82740 | 736
1090008 | Kettle River | 180 | 50000 | [5 empty] | 0 | 400000 | 28144.4307 | 28160 | 45324 | 0 | 177
1220008 | Kiester | 491 | 90000 | [5 empty] | 0 | 720000 | 50659.9753 | 50688 | 78442 | 17487 | 487
1400007 | Kilkenny | 134 | 30000 | [5 empty] | 0 | 240000 | 16886.6584 | 16896 | 21911 | 28163 | 131
1730015 | Kimball | 762 | 170000 | [5 empty] | 0 | 1360000 | 95691.0644 | 95744 | 192698 | 0 | 776
1690031 | Kinney | 152 | 50000 | [5 empty] | 0 | 400000 | 28144.4307 | 28160 | 97448 | 0 | 169
1450004 | Kittson-Marshall Rural Water System | 952 | 130000 | [5 empty] | 0 | 1040000 | 73175.5199 | 73216 | 288125 | 7834 | #N/A
1280007 | LaCrescent | 4865 | 700000 | [5 empty] | 0 | 5600000 | 394022.03 | 394240 | 0 | 0
1520002 | Lafayette | 504 | 178000 | [5 empty] | 0 | 1424000 | 100194.1733 | 100249.6 | 159616 | 42953 | 486
1410003 | Lake Benton | 676 | 130000 | [5 empty] | 0 | 1040000 | 73175.5199 | 73216 | 156169 | 79440 | 674
1350004 | Lake Bronson | 229 | 60000 | [5 empty] | 0 | 480000 | 33773.3169 | 33792 | 29116 | 0 | 225
1790004 | Lake City | 5339 | 2000000 | [5 empty] | 0 | 16000000 | 1125777.2285 | 1126400 | 647187 | 80220 | 5031
1070006 | Lake Crystal | 2554 | 840000 | [5 empty] | 0 | 6720000 | 472826.436 | 473088 | 529972 | 1234372 | 2546
1820009 | Lake Elmo | 3216 | 1270500 | 6075000 |  |  |  |  | 6075000 | 10164000 | 715149.9844 | 715545.6 | 742359 | 557152 | 8594
1340004 | Lake Lillian | 236 | 63000 | [5 empty] | 0 | 504000 | 35461.9827 | 35481.6 | 69215 | 34031 | 235
1030016 | Lake Park | 784 | 260000 | [5 empty] | 0 | 2080000 | 146351.0397 | 146432 | 157813 | 57157 | 800
1510008 | Lake Wilson | 247 | 70000 | [5 empty] | 0 | 560000 | 39402.203 | 39424 | 62532 | 0 | 245
1320004 | Lakefield | 1694 | 380000 | [5 empty] | 0 | 3040000 | 213897.6734 | 214016 | 0 | 0 | 1712
1820029 | Lakeland Municipal Water | 3158 | 709000 | [5 empty] | 0 | 5672000 | 399088.0275 | 399308.8 | #N/A | #N/A | #N/A
1190015 | Lakeville | 57048 | 16000000 | [5 empty] | 0 | 128000000 | 9006217.8282 | 9011200 | 4756235 | 0 | 59361
1640003 | Lamberton | 828 | 180000 | [5 empty] | 0 | 1440000 | 101319.9506 | 101376 | 145727 | 21506 | 810
1350005 | Lancaster | 340 | 50000 | [5 empty] | 0 | 400000 | 28144.4307 | 28160 | 21549 | 0 | 342
1230006 | Lanesboro | 788 | 180000 | [5 empty] | 0 | 1440000 | 101319.9506 | 101376 | #N/A | #N/A | #N/A
1500022 | Lansing Township | 180 | 32000 | [5 empty] | 0 | 256000 | 18012.4357 | 18022.4 | #N/A | #N/A | #N/A
1290012 | Laporte | 111 | 25000 | [5 empty] | 0 | 200000 | 14072.2154 | 14080 | 45212 | 47600 | 113
1310038 | LaPrairie | 180 | 0 | [5 empty] | 0 | 0 | 0 | 0 | #N/A | #N/A | #N/A
1830009 | LaSalle | 85 | 50000 | [5 empty] | 0 | 400000 | 28144.4307 | 28160 | #N/A | #N/A | #N/A
1400008 | Le Center | 2504 | 796000 | [5 empty] | 0 | 6368000 | 448059.337 | 448307.2 | 358151 | 332081 | 2506
1400010 | Le Sueur | 4331 | 1744000 | [5 empty] | 0 | 13952000 | 184627.4655 | 982220.8 | 753515 | 568343 | 4073
1530006 | Leota | 209 | 30000 | [5 empty] | 0 | 240000 | 981677.7433 | 16896 | #N/A | #N/A | #N/A
1500009 | LeRoy | 937 | 120000 | 716240 | 750000 | 560232 | 344695 |  | 2371167 | 960000 | 16886.6584 | 67584 | 107205 | 0 | 938
1430006 | Lester Prairie | 1779 | 328000 | [5 empty] | 0 | 2624000 | 67546.6337 | 184729.6 | 148136 | 115526 | 1692
1850006 | Lewiston | 1620 | 185000 | 204000 | 998443 |  |  |  | 1202443 | 1480000 | 104134.3936 | 104192 | 186054 | 42892 | 1593
1830003 | Lewisville | 247 | 108000 | 542040 | 1036550 | 328800 | 95570 |  | 2002960 | 864000 | 60791.9703 | 60825.6 | 48408 | 714 | 240
1020032 | Lexington | 2014 | 1100000 | [5 empty] | 0 | 8800000 | 619177.4757 | 619520 | 123355 | 29764 | 2068
1410007 | Lincoln-Pipestone Rural Water System | 12271 | 5201000 | [5 empty] | 0 | 41608000 | 2927583.6828 | 2929203.2 | 6555876 | #N/A | #N/A
1130007 | Lindstrom | 4431 | 689000 | [5 empty] | 0 | 5512000 | 387830.2552 | 388044.8 | 512472 | 0 | 4458
1020023 | Lino Lakes | 13270 | 5560000 | [5 empty] | 0 | 44480000 | 3129660.6953 | 3131392 | 965641 | 0 | 21129
1530007 | Lismore | 229 | 72000 | [5 empty] | 0 | 576000 | 40527.9802 | 40550.4 | 85995 | 30010 | 230
1470008 | Litchfield | 6671 | 1825000 | [5 empty] | 0 | 14600000 | 1027271.721 | 1027840 | 847433 | 312506 | 6741
1620005 | Little Canada | 9773 | 2000000 | [5 empty] | 0 | 16000000 | 1125777.2285 | 1126400 | 1647546 | 0 | 9912
1490002 | Little Falls | 8315 | 1924000 | [5 empty] | 0 | 15392000 | 1082997.6938 | 1083596.8 | 1276325 | 0 | 8807
1360004 | Littlefork | 647 | 90000 | 876100 | 309000 |  |  |  | 1185100 | 720000 | 50659.9753 | 50688 | 84717 | 11140 | 624
1270018 | Long Lake | 1723 | 555000 | [5 empty] | 0 | 4440000 | 312403.1809 | 312576 | 309696 | 0 | 1851
1770007 | Long Prairie | 3080 | 958000 | [5 empty] | 0 | 7664000 | 539247.2925 | 539545.6 | 314975 | 164441 | 3421
1660006 | Lonsdale | 3800 | 1600000 | 1752300 |  |  |  |  | 1752300 | 12800000 | 900621.7828 | 901120 | 423140 | 88753 | 3821
1270019 | Loretto | 658 | 152000 | [5 empty] | 0 | 1216000 | 85559.0694 | 85606.4 | 119605 | 50989 | 645
1610007 | Lowry | 257 | 93000 | 1850000 |  |  |  |  | 1850000 | 744000 | 52348.6411 | 52377.6 | 65882 | 25750 | 297
1640004 | Lucan | 191 | 30000 | [5 empty] | 0 | 240000 | 16886.6584 | 16896 | 64171 | 18855 | 185
1670004 | Luverne | 4709 | 1400000 | [5 empty] | 0 | 11200000 | 788044.06 | 788480 | 886487 | 360473 | 4704
1500011 | Lyle | 553 | 130000 | [5 empty] | 0 | 1040000 | 73175.5199 | 73216 | 67246 | 29053 | 551
1420005 | Lynd | 448 | 50000 | [5 empty] | 0 | 400000 | 28144.4307 | 28160 | 91811 | 0 | 442
1230007 | Mabel | 747 | 60000 | [5 empty] | 0 | 480000 | 33773.3169 | 33792 | 88579 | 2796 | 768
1830004 | Madelia | 2319 | 1514000 | [5 empty] | 0 | 12112000 | 852213.362 | 852684.8 | 438098 | 3 | 2320
1370004 | Madison | 1522 | 360000 | 1005000 |  |  |  |  | 1005000 | 2880000 | 202639.9011 | 202752 | 506700 | 163523 | 1500
1070007 | Madison Lake | 1017 | 221000 | 705000 | 720000 | 110000 | 150000 |  | 1685000 | 1768000 | 124398.3838 | 124467.2 | 206661 | 102017 | 1137
1670005 | Magnolia | 222 | 50000 | [5 empty] | 0 | 400000 | 28144.4307 | 28160 | 19924 | 0 | 213
1440002 | Mahnomen | 1214 | 350000 | [5 empty] | 0 | 2800000 | 197011.015 | 197120 | 282502 | 115113 | 1208
1820013 | Mahtomedi | 7600 | 1947000 | [5 empty] | 0 | 15576000 | 1095944.132 | 1096550.4 | 927124 | 306986 | 8043
1240014 | Manchester | 54 | 12000 | [5 empty] | 0 | 96000 | 6754.6634 | 6758.4 | 3965 | 0 | 54
1070009 | Mankato | 39624 | 8131000 | 1200000 |  |  |  |  | 1200000 | 65048000 | 4576847.3226 | 4579379.2 | 4987382 | 2650033 | 41202
1200006 | Mantorville | 947 | 130000 | [5 empty] | 0 | 1040000 | 73175.5199 | 73216 | 123132 | 0 | 1217
1270020 | Maple Grove | 62000 | 27000000 | [5 empty] | 0 | 216000000 | 15197992.5851 | 15206400 | 1183334 | 0 | 64448
1860011 | Maple Lake | 2099 | 350000 | [5 empty] | 0 | 2800000 | 197011.015 | 197120 | 369374 | 120330 | 2109
1270021 | Maple Plain | 1768 | 635000 | [5 empty] | 0 | 5080000 | 357434.2701 | 357632 | 311030 | 246389 | 1777
1070013 | Mapleton | 1756 | 220000 | [5 empty] | 0 | 1760000 | 123835.4951 | 123904 | 194926 | 25923 | 1760
1500013 | Mapleview | 183 | 26000 | [5 empty] | 0 | 208000 | 14635.104 | 14643.2 | 41551 | 0 | 178
1310023 | Marble | 699 | 110000 | 397206 |  |  |  |  | 397206 | 880000 | 61917.7476 | 61952 | 34317 | 0 | 703
1370005 | Marietta | 162 | 45000 | [5 empty] | 0 | 360000 | 25329.9876 | 25344 | #N/A | #N/A | 162
1420006 | Marshall | 13680 | 5000000 | [5 empty] | 0 | 40000000 | 2814443.0713 | 2816000 | 4318789 | 3264804 | 13680
1450005 | Marshall-Polk Rural Water System | 3295 | 450000 | [5 empty] | 0 | 3600000 | 253299.8764 | 253440 | 1206005 | #N/A | 3295
1100006 | Mayer | 1767 | 387000 | [5 empty] | 0 | 3096000 | 217837.8937 | 217958.4 | 276030 | 309447 | 1829
1120002 | Maynard | 388 | 107000 | [5 empty] | 0 | 856000 | 60229.0817 | 60262.4 | 66603 | 53833 | 358
1790009 | Mazeppa | 842 | 100000 | [5 empty] | 0 | 800000 | 56288.8614 | 56320 | 65696 | 0 | 846
1010016 | McGregor | 394 | 65000 | [5 empty] | 0 | 520000 | 36587.7599 | 36608 | 137081 | 76613 | 389
1600011 | McIntosh | 621 | 100000 | [5 empty] | 0 | 800000 | 56288.8614 | 56320 | 153458 | 174863 | 630
1690033 | McKinley | 110 | 25000 | 1900000 |  |  |  |  | 1900000 | 200000 | 14072.2154 | 14080 | 37373 | 0 | 126
1690034 | Meadowlands | 111 | 20000 | [5 empty] | 0 | 160000 | 11257.7723 | 11264 | 16686 | 0 | 137
1740005 | Medford | 1200 | 350000 | [5 empty] | 0 | 2800000 | 197011.015 | 197120 | 356376 | 154242 | 1242
1270023 | Medina | 5200 | 850000 | [5 empty] | 0 | 6800000 | 478455.3221 | 478720 | 683598 | 2774635 | 5831
1730016 | Melrose | 3632 | 3090000 | [5 empty] | 0 | 24720000 | 1739325.8181 | 1740288 | 657248 | 1409491 | 3659
1800001 | Menahga | 1306 | 251700 | 770000 | 458430 | 360378 | 1477000 |  | 3065808 | 2013600 | 141679.0642 | 141757.44 | 459291 | 100259 | 1342
1450006 | Middle River | 304 | 50000 | [5 empty] | 0 | 400000 | 28144.4307 | 28160 | 46215 | 18715 | 306
1480002 | Milaca | 2800 | 526000 | [5 empty] | 0 | 4208000 | 296079.4111 | 296243.2 | 527716 | 279701 | 2911
1120003 | Milan | 369 | 60000 | [5 empty] | 0 | 480000 | 33773.3169 | 33792 | 151359 | 34883 | 357
1790010 | Millville | 171 | 25000 | [5 empty] | 0 | 200000 | 14072.2154 | 14080 | 8220 | 0 | 179
1640005 | Milroy | 247 | 30000 | [5 empty] | 0 | 240000 | 16886.6584 | 16896 | 42182 | 0 | 247
1270024 | Minneapolis | 390131 | 115000000 | [5 empty] | 0 | 920000000 | 64732190.6404 | 64768000 | 60466000 | 8768000 | 411273
1420007 | Minneota | 1392 | 145000 | [5 empty] | 0 | 1160000 | 81618.8491 | 81664 | 206587 | 0 | 1378
1220013 | Minnesota Lake | 683 | 100000 | [5 empty] | 0 | 800000 | 56288.8614 | 56320 | 79263 | 0 | 674
1270031 | Minnetonka | 50747 | 18659000 | [5 empty] | 0 | 149272000 | 10502938.6536 | 10508748.8 | 13380640 | 1009274 | 51144
1270034 | Minnetonka Beach | 539 | 359300 | [5 empty] | 0 | 2874400 | 202245.8791 | 202357.76 | 110518 | 71713 | 539
1270036 | Minnetrista | 2913 | 811000 | 9800000 | 2400000 | 2800000 |  |  | 15000000 | 6488000 | 456502.6662 | 456755.2 | 653791 | 204002 | 6763
1120004 | Montevideo | 5343 | 1064000 | [5 empty] | 0 | 8512000 | 598913.4856 | 599244.8 | 1976394 | 919191 | 5327
1400012 | Montgomery | 2933 | 701000 | [5 empty] | 0 | 5608000 | 394584.9186 | 394803.2 | 488901 | 775448 | 2970
1860012 | Monticello | 12901 | 4116000 | [5 empty] | 0 | 32928000 | 2316849.5363 | 2318131.2 | 1086006 | 0 | 13125
1860016 | Montrose | 2498 | 649000 | [5 empty] | 0 | 5192000 | 365314.7107 | 365516.8 | 270828 | 255183 | 3073
1140008 | Moorhead | 40000 | 9200000 | 1184000 |  |  |  |  | 1184000 | 73600000 | 5178575.2512 | 5181440 | 5694114 | 450659 | 41181
1090009 | Moose Lake | 1259 | 300000 | [5 empty] | 0 | 2400000 | 168866.5843 | 168960 | 170443 | 138142 | 2796
1330001 | Mora | 3528 | 490000 | [5 empty] | 0 | 3920000 | 275815.421 | 275968 | 648425 | 99454 | 3523
1640006 | Morgan | 896 | 182000 | [5 empty] | 0 | 1456000 | 102445.7278 | 102502.4 | 148357 | 32161 | 885
1750005 | Morris | 5205 | 800000 | 11000000 |  |  |  |  | 11000000 | 6400000 | 450310.8914 | 450560 | 1044010 | 82031 | 5436
1660007 | Morristown | 1042 | 140000 | 1254000 |  |  |  |  | 1254000 | 1120000 | 78804.406 | 78848 | 95050 | 0 | 999
1650010 | Morton | 411 | 163000 | [5 empty] | 0 | 1304000 | 91750.8441 | 91801.6 | 36046 | 0 | 388
1490003 | Motley | 671 | 506000 | 208000 |  |  |  |  | 208000 | 4048000 | 284821.6388 | 284979.2 | 183787 | 444443 | 663
1270038 | Mound | 9087 | 1128000 | [5 empty] | 0 | 9024000 | 634938.3569 | 635289.6 | 1345205 | 3342842 | 9318
1620008 | Mounds View | 12155 | 3391000 | [5 empty] | 0 | 27128000 | 1908755.291 | 1909811.2 | 1011194 | 0 | 12444
1690035 | Mountain Iron | 2869 | 600000 | 539000 |  |  |  |  | 539000 | 4800000 | 337733.1686 | 337920 | 331696 | 67713 | 2903
1170003 | Mountain Lake | 2100 | 423000 | [5 empty] | 0 | 3384000 | 238101.8838 | 238233.6 | 382255 | 334658 | 2149
1760007 | Murdock | 282 | 102000 | [5 empty] | 0 | 816000 | 57414.6387 | 57446.4 | 38486 | 0 | 263
1240015 | Myrtle | 48 | 8000 | 58500 | 9800 | 224640 |  |  | 292940 | 64000 | 4503.1089 | 4505.6 | 3594 | 0 | 43
1310024 | Nashwauk | 986 | 300000 | [5 empty] | 0 | 2400000 | 168866.5843 | 168960 | 45 | 0 | 990
1370006 | Nassau | 72 | 12000 | [5 empty] | 0 | 96000 | 6754.6634 | 6758.4 | #N/A | #N/A | #N/A
1660009 | Nerstrand | 295 | 50000 | [5 empty] | 0 | 400000 | 28144.4307 | 28160 | 50576 | 0 | 310
1290010 | Nevis | 390 | 75000 | [5 empty] | 0 | 600000 | 42216.6461 | 42240 | 74984 | 0 | 404
1720007 | New Auburn | 456 | 100000 | [5 empty] | 0 | 800000 | 56288.8614 | 56320 | 87219 | 44913 | 446
1620009 | New Brighton | 22123 | 4742000 | [5 empty] | 0 | 37936000 | 2669217.8088 | 2670694.4 | 1606687 | 0 | 22084
1100007 | New Germany | 373 | 99000 | [5 empty] | 0 | 792000 | 55725.9728 | 55756.8 | 30619 | 206121 | 407
1270040 | New Hope | 20873 | 3500000 | [5 empty] | 0 | 28000000 | 1970110.1499 | 1971200 | 4554088 | 224271 | 20812
1340005 | New London | 1251 | 394000 | 575900 |  |  |  |  | 575900 | 3152000 | 221778.114 | 221900.8 | 279591 | 48108 | 1312
1730017 | New Munich | 364 | 160000 | [5 empty] | 0 | 1280000 | 90062.1783 | 90112 | 26172 | 0 | 323
1400013 | New Prague | 7378 | 2071400 | [5 empty] | 0 | 16571200 | 1165967.4756 | 1166612.48 | 1036686 | 1542343 | 7439
1810002 | New Richland | 1214 | 176000 | [5 empty] | 0 | 1408000 | 99068.3961 | 99123.2 | 173813 | 149549 | 1214
1190011 | New Trier | 120 | 22000 | [5 empty] | 0 | 176000 | 12383.5495 | 12390.4 | 11258 | 0 | 121
1080003 | New Ulm | 13522 | 4468000 | [5 empty] | 0 | 35744000 | 2514986.3285 | 2516377.6 | 2460472 | 377829 | 13519
1560017 | New York Mills | 1190 | 220000 | 1361500 |  |  |  |  | 1361500 | 1760000 | 123835.4951 | 123904 | 198945 | 83393 | 1227
1450007 | Newfolden | 374 | 50000 | [5 empty] | 0 | 400000 | 28144.4307 | 28160 | 66604 | 42746 | 378
1820014 | Newport | 3435 | 539000 | [5 empty] | 0 | 4312000 | 303396.9631 | 303564.8 | 328391 | 18908 | 3482
1520004 | Nicollet | 1111 | 154000 | 1900000 | 95000 |  |  |  | 1995000 | 1232000 | 86684.8466 | 86732.8 | 163040 | 83573 | 1116
1600012 | Nielsville | 89 | 20000 | [5 empty] | 0 | 160000 | 11257.7723 | 11264 | 41615 | 5655 | 89
1260007 | Norcross | 52 | 60000 | [5 empty] | 0 | 480000 | 33773.3169 | 33792 | 24743 | 0 | 68
1130011 | North Branch | 6819 | 1257000 | [5 empty] | 0 | 10056000 | 707550.9881 | 707942.4 | 1027218 | 552176 | 10286
1350006 | North Kittson Rural Water | 1800 | 600000 | [5 empty] | 0 | 4800000 | 337733.1686 | 337920 | #N/A | #N/A | #N/A
1520005 | North Mankato | 13462 | 3030000 | [5 empty] | 0 | 24240000 | 1705552.5012 | 1706496 | 1455420 | 499189 | 13610
1620011 | North Saint Paul | 14485 | 2664000 | [5 empty] | 0 | 21312000 | 1499535.2684 | 1500364.8 | 1065561 | 218447 | 12006
1660010 | Northfield | 20515 | 4403000 | [5 empty] | 0 | 35224000 | 2478398.5686 | 2479769.6 | 1324369 | 323821 | 20313
1360005 | Northome | 202 | 50000 | [5 empty] | 0 | 400000 | 28144.4307 | 28160 | 51711 | 15387 | 186
1460006 | Northrop | 227 | 35000 | 100000 |  |  |  |  | 100000 | 280000 | 19701.1015 | 19712 | 40567 | 0 | 214
1100019 | Norwood Young America | 3583 | 725000 | [5 empty] | 0 | 5800000 | 408094.2453 | 408320 | 574806 | 515974 | 3731
1020039 | Oak Grove | 516 | 135000 | [5 empty] | 0 | 1080000 | 75989.9629 | 76032 | 41524 | 0 | 8337
1020044 | Oak Grove - Lake George | 45 | 17000 | [5 empty] | 0 | 136000 | 9569.1064 | 9574.4 | #N/A | #N/A | #N/A
1820020 | Oak Park Heights | 4850 | 1373000 | [5 empty] | 0 | 10984000 | 772846.0674 | 773273.6 | 477771 | 0 | 4648
1820016 | Oakdale | 27378 | 5026986 | [5 empty] | 0 | 40215888 | 2829633.1835 | 2831198.5152 | 2566010 | 0 | 28655
1060007 | Odessa | 113 | 50000 | [5 empty] | 0 | 400000 | 28144.4307 | 28160 | 49136 | 17560 | 125
1830008 | Odin | 106 | 10000 | [5 empty] | 0 | 80000 | 5628.8861 | 5632 | #N/A | #N/A | #N/A
1030025 | Ogema | 168 | 0 | [5 empty] | 0 | 0 | 0 | 0 | 50490 | 20074 | 187
1330004 | Ogilvie | 359 | 180000 | [5 empty] | 0 | 1440000 | 101319.9506 | 101376 | 128427 | 38963 | 356
1320005 | Okabena | 188 | 75000 | [5 empty] | 0 | 600000 | 42216.6461 | 42240 | 55705 | 50255 | 187
1630001 | Oklee | 444 | 100000 | [5 empty] | 0 | 800000 | 56288.8614 | 56320 | 65735 | 58930 | 439
1650011 | Olivia | 2482 | 750000 | [5 empty] | 0 | 6000000 | 422166.4607 | 422400 | 426456 | 275070 | 2445
1480003 | Onamia | 875 | 190000 | [5 empty] | 0 | 1520000 | 106948.8367 | 107008 | 165145 | 57143 | 876
1830005 | Ormsby | 129 | 20000 | [5 empty] | 0 | 160000 | 11257.7723 | 11264 | 32803 | 21682 | 129
1270041 | Orono | 2970 | 910000 | [5 empty] | 0 | 7280000 | 512228.639 | 512512 | 553467 | 0 | 7785
1550036 | Oronoco | 800 | 240000 | 1800000 | 50000 |  |  |  | 1850000 | 1920000 | 135093.2674 | 135168 | 184205 | 68967 | 1406
1690038 | Orr | 249 | 100000 | [5 empty] | 0 | 800000 | 56288.8614 | 56320 | 100066 | 0 | 301
1060008 | Ortonville | 1916 | 665000 | [5 empty] | 0 | 5320000 | 374320.9285 | 374528 | 473186 | 146083 | 1871
1210020 | Osakis | 1740 | 233000 | 931000 |  |  |  |  | 931000 | 1864000 | 131153.0471 | 131225.6 | 389422 | 86474 | 1753
1450008 | Oslo | 310 | 45000 | 5750000 |  |  |  |  | 5750000 | 360000 | 25329.9876 | 25344 | 130438 | 0 | 310
1270042 | Osseo | 2494 | 630000 | [5 empty] | 0 | 5040000 | 354619.827 | 354816 | 384071 | 0 | 2529
1230008 | Ostrander | 256 | 100000 | 750300 | 2327978 | 1236900 |  |  | 4315178 | 800000 | 56288.8614 | 56320 | 34251 | 0 | 253
1860026 | Otsego | 6732 | 3317000 | [5 empty] | 0 | 26536000 | 1867101.5335 | 1868134.4 | 853551 | 334002 | 14968
1560032 | Ottertail | 425 | 0 | [5 empty] | 0 | 0 | 0 | 0 | 190173 | 135100 | 603
1740007 | Owatonna | 25599 | 7000000 | [5 empty] | 0 | 56000000 | 3940220.2998 | 3942400 | 2723862 | 365429 | 25660
1010013 | Palisade | 167 | 30000 | [5 empty] | 0 | 240000 | 16886.6584 | 16896 | 80694 | 0 | 166
1290003 | Park Rapids | 3808 | 1288800 | [5 empty] | 0 | 10310400 | 725450.8461 | 725852.16 | 863841 | 108793 | 3901
1560018 | Parkers Prairie | 1012 | 260000 | [5 empty] | 0 | 2080000 | 146351.0397 | 146432 | 283372 | 25677 | 1016
| Pawnee | 5000 | 1000000 | [6 empty] | 8000000 |  | 563200 | 1400000 | 75000 | 5000
1730018 | Paynesville | 2298 | 1010000 | 630000 |  |  |  |  | 630000 | 8080000 | 568517.5004 | 568832 | 317791 | 113316 | 2443
1480017 | Pease | 242 | 27400 | [5 empty] | 0 | 219200 | 15423.148 | 15431.68 | 96688 | 0 | 241
1560019 | Pelican Rapids | 2476 | 846000 | 180000 | 1904263 | 469000 |  |  | 2553263 | 6768000 | 476203.7677 | 476467.2 | 330580 | 301780 | 2498
1070015 | Pemberton | 247 | 26000 | [5 empty] | 0 | 208000 | 14635.104 | 14643.2 | 33514 | 0 | 246
1340006 | Pennock | 508 | 50000 | 768400 |  |  |  |  | 768400 | 400000 | 28144.4307 | 28160 | 22858 | 0 | 515
1180019 | Pequot Lakes | 1200 | 240000 | [5 empty] | 0 | 1920000 | 135093.2674 | 135168 | 191027 | 80474 | 2265
1560023 | Perham | 3000 | 2200000 | 1156500 |  |  |  |  | 1156500 | 17600000 | 1238354.9514 | 1239040 | 556815 | 272973 | 3204
1540006 | Perley | 90 | 80000 | [5 empty] | 0 | 640000 | 45031.0891 | 45056 | 7597 | 0 | 87
1230009 | Peterson | 199 | 50000 | [5 empty] | 0 | 400000 | 28144.4307 | 28160 | #N/A | #N/A | #N/A
1110030 | Pillager | 495 | 92000 | [5 empty] | 0 | 736000 | 51785.7525 | 51814.4 | 138101 | 301786 | 467
1580008 | Pine City | 3127 | 438345 | [5 empty] | 0 | 3506760 | 246739.4096 | 246875.904 | 469391 | 6928742 | 3203
1250012 | Pine Island | 3318 | 700000 | [5 empty] | 0 | 5600000 | 394022.03 | 394240 | 338988 | 64414 | 3355
1110019 | Pine River | 944 | 255000 | 550000 | 650000 |  |  |  | 1200000 | 2040000 | 143536.5966 | 143616 | 88677 | 45960 | 942
1590005 | Pipestone | 4317 | 800000 | 9660000 | 580000 |  |  |  | 10240000 | 6400000 | 450310.8914 | 450560 | 597930 | 284029 | 4239
1790012 | Plainview | 3340 | 1500000 | [5 empty] | 0 | 12000000 | 0 | 844800 | 353940 | 86418 | 3331
| Plainview-Elgin | 4429 | 1700000 | [9 empty] | #REF! | #REF! | #REF!
1430007 | Plato | 319 | 172700 | 475000 | 2655375 | 841000 |  |  | 3971375 | 1381600 | 97210.8637 | 97264.64 | 42359 | 0 | 312
1630002 | Plummer | 296 | 50000 | [5 empty] | 0 | 400000 | 28144.4307 | 28160 | 46099 | 9380 | 297
1270044 | Plymouth | 72644 | 26500000 | [5 empty] | 0 | 212000000 | 14916548.278 | 14924800 | 2026216 | 0 | 73633
1870006 | Porter | 183 | 17000 | [5 empty] | 0 | 136000 | 9569.1064 | 9574.4 | 43134 | 3224 | 182
1230010 | Preston | 1325 | 700000 | [5 empty] | 0 | 5600000 | 394022.03 | 394240 | 310433 | 113928 | 1316
1480008 | Princeton | 4727 | 1041000 | [5 empty] | 0 | 8328000 | 585967.0474 | 586291.2 | 828799 | 582542 | 4732
1340007 | Prinsburg | 497 | 42000 | [5 empty] | 0 | 336000 | 23641.3218 | 23654.4 | 32961 | 6200 | 492
1700007 | Prior Lake | 23261 | 5097000 | [5 empty] | 0 | 40776000 | 2869043.2669 | 2870630.4 | 638570 | 0 | 24911
1690042 | Proctor | 3057 | 500000 | 1807404 |  |  |  |  | 1807404 | 4000000 | 281444.3071 | 281600 | #N/A | #N/A | #N/A
1500012 | Racine | 425 | 55000 | [5 empty] | 0 | 440000 | 30958.8738 | 30976 | 108080 | 0 | 433
1020035 | Ramsey | 11272 | 5161300 | [5 empty] | 0 | 41290400 | 2905237.0048 | 2906844.16 | 1221211 | 0 | 24811
1490005 | Randall | 650 | 166480 | 480000 |  |  |  |  | 480000 | 1331840 | 93709.6965 | 93761.536 | 175769 | 90512 | 638
1190025 | Randolph | 355 | 72000 | [5 empty] | 0 | 576000 | 40527.9802 | 40550.4 | 3379 | 0 | 465
1360006 | Ranier | 608 | 80000 | [5 empty] | 0 | 640000 | 45031.0891 | 45056 | 304007 | 54720 | 583
1340008 | Raymond | 764 | 126000 | 660000 |  |  |  |  | 660000 | 1008000 | 70923.9654 | 70963.2 | 77487 | 0 | 763
1530012 | Reading | 75 | 0 | [5 empty] | 0 | 0 | 0 | 0 | #N/A | #N/A | #N/A
1630003 | Red Lake Falls | 1429 | 175000 | [5 empty] | 0 | 1400000 | 98505.5075 | 98560 | 269300 | 291413 | 1427
1170009 | Red Rock Rural Water System | 7897 | 1000000 | [5 empty] | 0 | 8000000 | 562888.6143 | 563200 | 1899700 | #N/A | #N/A
1250013 | Red Wing | 16459 | 3343000 | [5 empty] | 0 | 26744000 | 1881736.6375 | 1882777.6 | 2871554 | 1040438 | 16505
1640008 | Redwood Falls | 5254 | 1300000 | 335000 | 750000 |  |  |  | 1085000 | 10400000 | 731755.1985 | 732160 | 922188 | 1203894 | 5207
1110011 | Remer | 369 | 48000 | [5 empty] | 0 | 384000 | 27018.6535 | 27033.6 | 143451 | 3427 | 375
1650012 | Renville | 1287 | 550000 | [5 empty] | 0 | 4400000 | 309588.7378 | 309760 | 252400 | 225269 | 1237
1640010 | Revere | 95 | 40000 | [5 empty] | 0 | 320000 | 22515.5446 | 22528 | 13773 | 0 | 90
1050002 | Rice | 1279 | 400000 | [5 empty] | 0 | 3200000 | 225155.4457 | 225280 | 154140 | 0 | 1317
1690049 | Rice Lake Township | 1323 | 125000 | 2335024 | 1300000 |  |  |  | 3635024 | 1000000 | 70361.0768 | 70400 | #N/A | #N/A | #N/A
1490004 | Rich Prairie Sewer and Water District | 1600 | 332000 | [5 empty] | 0 | 2656000 | 186879.0199 | 186982.4 | 674589 | #N/A | #N/A
1270045 | Richfield | 35979 | 9800000 | [5 empty] | 0 | 78400000 | 5516308.4198 | 5519360 | 6993635 | 560971 | 36157
1730022 | Richmond | 1422 | 280000 | 92000 |  |  |  |  | 92000 | 2240000 | 157608.812 | 157696 | 157836 | 63976 | 1433
1180025 | Riverton | 117 | 14000 | 104000 |  |  |  |  | 104000 | 112000 | 7880.4406 | 7884.8 | 30167 | 0 | 109
1270046 | Robbinsdale | 13953 | 2700000 | [5 empty] | 0 | 21600000 | 1519799.2585 | 1520640 | 1029780 | 354416 | 14512
1550010 | Rochester | 111800 | 30200000 | [5 empty] | 0 | 241600000 | 16999236.1508 | 17008640 | 8710291 | 0 | 111007
1670007 | Rock County Rural Water System | 2256 | 1200000 | [5 empty] | 0 | 9600000 | 675466.3371 | 675840 | #N/A | #N/A | #N/A
1860018 | Rockford | 4316 | 808000 | [5 empty] | 0 | 6464000 | 454814.0003 | 455065.6 | 435018 | 231432 | 4367
1730026 | Rockville | 751 | 140000 | [5 empty] | 0 | 1120000 | 78804.406 | 78848 | 153083 | 161093 | 2509
1270047 | Rogers | 9389 | 4585000 | [5 empty] | 0 | 36680000 | 2580844.2964 | 2582272 | 1189603 | 134953 | 12230
1850008 | Rollingstone | 664 | 80000 | [5 empty] | 0 | 640000 | 45031.0891 | 45056 | 74180 | 0 | 659
1730043 | Roscoe | 114 | 30000 | [5 empty] | 0 | 240000 | 16886.6584 | 16896 | 6505 | 0 | 99
1500014 | Rose Creek | 400 | 140000 | [5 empty] | 0 | 1120000 | 78804.406 | 78848 | 96877 | 5165 | 402
1680003 | Roseau | 2633 | 600000 | [5 empty] | 0 | 4800000 | 337733.1686 | 337920 | 602693 | 0 | 2663
1190019 | Rosemount | 21000 | 6900000 | [5 empty] | 0 | 55200000 | 3883931.4384 | 3886080 | 1925438 | 262395 | 22490
1620013 | Roseville | 33690 | 10100000 | [5 empty] | 0 | 80800000 | 5685175.0041 | 5688320 | 5553800 | 0 | 34719
1840006 | Rothsay | 500 | 100000 | [5 empty] | 0 | 800000 | 56288.8614 | 56320 | 56503 | 59726 | 493
1530008 | Round Lake | 376 | 70000 | 1024200 | 234000 |  |  |  | 1258200 | 560000 | 39402.203 | 39424 | 93944 | 0 | 377
1490006 | Royalton | 1250 | 277000 | [5 empty] | 0 | 2216000 | 155920.1462 | 156006.4 | 155630 | 29049 | 1236
1130013 | Rush City | 3079 | 567000 | 1006284 |  |  |  |  | 1006284 | 4536000 | 319157.8443 | 319334.4 | 472166 | 237479 | 3076
1230011 | Rushford | 1776 | 250000 | [5 empty] | 0 | 2000000 | 140722.1536 | 140800 | 405453 | 245983 | 1753
1230014 | Rushford Village | 265 | 30000 | [5 empty] | 0 | 240000 | 16886.6584 | 16896 | 47590 | 17896 | 827
1530009 | Rushmore | 342 | 80000 | [5 empty] | 0 | 640000 | 45031.0891 | 45056 | 87995 | 0 | 343
1420008 | Russell | 338 | 60000 | [5 empty] | 0 | 480000 | 33773.3169 | 33792 | 64797 | 0 | 325
1590007 | Ruthton | 241 | 50000 | [5 empty] | 0 | 400000 | 28144.4307 | 28160 | 43047 | 21071 | 226
1140010 | Sabin | 522 | 0 | [5 empty] | 0 | 0 | 0 | 0 | 92651 | 105256 | 541
1650013 | Sacred Heart | 548 | 70000 | 520487 | 3290270 |  |  |  | 3810757 | 560000 | 39402.203 | 39424 | 274390 | 83872 | 524
1270048 | Saint Anthony | 8226 | 1278400 | [5 empty] | 0 | 10227200 | 719596.8045 | 719994.88 | 833917 | 66479 | 8965
1730063 | Saint Augusta | 1400 | 145600 | [5 empty] | 0 | 1164800 | 81956.5822 | 82001.92 | 259846 | 280808 | 3404
1270049 | Saint Bonifacius | 2365 | 527000 | [5 empty] | 0 | 4216000 | 296642.2997 | 296806.4 | 262321 | 134373 | 2364
1850009 | Saint Charles | 3742 | 350000 | [5 empty] | 0 | 2800000 | 197011.015 | 197120 | 395147 | 126139 | 3727
1070017 | Saint Clair | 875 | 153000 | [5 empty] | 0 | 1224000 | 86121.958 | 86169.6 | 141002 | 135193 | 865
1730027 | Saint Cloud | 66169 | 15300000 | 9146000 | 2630000 |  |  |  | 11776000 | 122400000 | 8612195.7982 | 8616960 | 9645673 | 1116180 | 66462
1020028 | Saint Francis | 4439 | 1266000 | [5 empty] | 0 | 10128000 | 712616.9857 | 713011.2 | 844968 | 870064 | 7296
1570002 | Saint Hilaire | 283 | 50000 | [5 empty] | 0 | 400000 | 28144.4307 | 28160 | 17685 | 0 | 279
1830006 | Saint James | 4611 | 1455000 | 2898703 |  |  |  |  | 2898703 | 11640000 | 819002.9338 | 819456 | 788635 | 204963 | 4604
1730033 | Saint Joseph | 6629 | 1337500 | [5 empty] | 0 | 10700000 | 752863.5216 | 753280 | 753725 | 5374313 | 6805
1870007 | Saint Leo | 100 | 15000 | [5 empty] | 0 | 120000 | 8443.3292 | 8448 | 12798 | 0 | 97
1270050 | Saint Louis Park | 45505 | 11554000 | [5 empty] | 0 | 92432000 | 6503615.0492 | 6507212.8 | 4187468 | 899365 | 47933
1730035 | Saint Martin | 343 | 103000 | 128526 | 731149 | 52338 | 143594 | 53680 | 1055607 | 824000 | 57977.5273 | 58009.6 | 42195 | 10001 | 307
| Saint Michael | 16983 | [10 empty] | 559151 | 74351 | 16983
1820018 | Saint Paul Park | 5419 | 901000 | [5 empty] | 0 | 7208000 | 507162.6415 | 507443.2 | 590263 | 31721 | 5314
1620026 | Saint Paul Regional Water Services | 422660 | 69200000 | 6000000 | 3250000 |  |  |  | 9250000 | 553600000 | 38951892.1071 | 38973440
1520006 | Saint Peter | 11445 | 2957000 | 232115 |  |  |  |  | 232115 | 23656000 | 1664461.6324 | 1665382.4 | 2693569 | 1086365 | 11758
1640011 | Sanborn | 339 | 100000 | [5 empty] | 0 | 800000 | 56288.8614 | 56320 | 84338 | 60547 | 325
1580010 | Sandstone | 1549 | 189000 | [5 empty] | 0 | 1512000 | 106385.9481 | 106444.8 | 319645 | 0 | 2745
1500015 | Sargeant | 61 | 9000 | [5 empty] | 0 | 72000 | 5065.9975 | 5068.8 | 2589 | 0 | 57
1730036 | Sartell | 16183 | 4990000 | [5 empty] | 0 | 39920000 | 2808814.1852 | 2810368 | 1829653 | 1293555 | 16949
1730037 | Sauk Centre | 4317 | 1034000 | [5 empty] | 0 | 8272000 | 582026.8271 | 582348.8 | 603547 | 153074 | 4406
1050004 | Sauk Rapids | 13083 | 2510000 | [5 empty] | 0 | 20080000 | 1412850.4218 | 1413632 | 1827671 | 740414 | 13307
1700008 | Savage | 26911 | 6492108 | [5 empty] | 0 | 51936864 | 3654333.6758 | 3656355.2256 | 8085198 | 2501373 | 29047
1090011 | Scanlon | 987 | 150000 | 1228084 |  |  |  |  | 1228084 | 1200000 | 84433.2921 | 84480 | 371403 | 0 | 987
1640018 | Seaforth | 83 | [6 empty] | 0 | 0 | 0 | 0 | 25434 | 8591 | 77
1800002 | Sebeka | 676 | 262500 | 1750000 | 975000 |  |  |  | 2725000 | 2100000 | 147758.2612 | 147840 | 80804 | 66411 | 707
1130014 | Shafer | 1045 | 96000 | [5 empty] | 0 | 768000 | 54037.307 | 54067.2 | 138228 | 56445 | 1052
1700009 | Shakopee | 37076 | 13379000 | [5 empty] | 0 | 107032000 | 7530886.7702 | 7535052.8 | 3535880 | 31 | 39523
1540007 | Shelly | 191 | 54000 | [5 empty] | 0 | 432000 | 30395.9852 | 30412.8 | 13397 | 7025 | 185
1460007 | Sherburn | 1115 | 229000 | 3017000 | 430000 |  |  |  | 3447000 | 1832000 | 128901.4927 | 128972.8 | 304841 | 71130 | 1101
1620020 | Shoreview | 25043 | 7900000 | [5 empty] | 0 | 63200000 | 4446820.0527 | 4449280 | 2067013 | 1143732 | 25723
1270051 | Shorewood | 3371 | 913000 | [5 empty] | 0 | 7304000 | 513917.3048 | 514201.6 | 670771 | 1399708 | 7425
1380003 | Silver Bay | 1868 | 700000 | 1212879 |  |  |  |  | 1212879 | 5600000 | 394022.03 | 394240 | 606433 | 88309 | 1860
1430008 | Silver Lake | 837 | 138000 | 598000 |  |  |  |  | 598000 | 1104000 | 77678.6288 | 77721.6 | 87180 | 0 | 813
1070018 | Skyline | 297 | 55000 | [5 empty] | 0 | 440000 | 30958.8738 | 30976 | 56357 | 56086 | 290
1510009 | Slayton | 2136 | 380000 | [5 empty] | 0 | 3040000 | 213897.6734 | 214016 | 419368 | 0 | 2140
1080005 | Sleepy Eye | 3599 | 531000 | [5 empty] | 0 | 4248000 | 298893.8542 | 299059.2 | 0 | 0 | 0
1070026 | South Bend Township | 325 | 68000 | [5 empty] | 0 | 544000 | 38276.4258 | 38297.6 | 0 | 0 | 0
1860021 | South Haven | 190 | 55600 | [5 empty] | 0 | 444800 | 31296.607 | 31313.92 | 21083 | 0 | 190
1190020 | South Saint Paul | 20250 | 5000000 | [5 empty] | 0 | 40000000 | 2814443.0713 | 2816000 | 4781871 | 204048 | 20146
1340010 | Spicer | 1187 | 225000 | [5 empty] | 0 | 1800000 | 126649.9382 | 126720 | 392645 | 0 | 1194
1280010 | Spring Grove | 1330 | 210000 | [5 empty] | 0 | 1680000 | 118206.609 | 118272 | 144375 | 0 | 1305
1020029 | Spring Lake Park | 6427 | 1868000 | [5 empty] | 0 | 14944000 | 1051475.9314 | 1052057.6 | 720405 | 249246 | 6513
1270053 | Spring Park | 1673 | 314000 | [5 empty] | 0 | 2512000 | 176747.0249 | 176844.8 | 348262 | 43991 | 1809
1230012 | Spring Valley | 2580 | 400000 | [5 empty] | 0 | 3200000 | 225155.4457 | 225280 | 334721 | 0 | 2475
1080008 | Springfield | 2129 | 390000 | [5 empty] | 0 | 3120000 | 219526.5596 | 219648 | 288442 | 19804 | 2096
1130016 | Stacy | 1436 | 194000 | 2200000 |  |  |  |  | 2200000 | 1552000 | 109200.3912 | 109260.8 | 147181 | 56278 | 1501
1770011 | Staples | 2968 | 541000 | [5 empty] | 0 | 4328000 | 304522.7403 | 304691.2 | 496929 | 157016 | 2952
1610008 | Starbuck | 1274 | 277000 | 312000 |  |  |  |  | 312000 | 2216000 | 155920.1462 | 156006.4 | 155959 | 74107 | 1295
1670006 | Steen | 180 | 15000 | [5 empty] | 0 | 120000 | 8443.3292 | 8448 | 0 | 0 | 0
1450009 | Stephen | 659 | 150000 | [5 empty] | 0 | 1200000 | 84433.2921 | 84480 | 195148 | 61949 | 662
1430009 | Stewart | 564 | 208000 | 635747 | 94500 | 860000 | 440000 |  | 2030247 | 1664000 | 117080.8318 | 117145.6 | 136874 | 50505 | 557
1550026 | Stewartville | 6086 | 910000 | [5 empty] | 0 | 7280000 | 512228.639 | 512512 | 581958 | 0 | 6219
1820024 | Stillwater | 18464 | 4523000 | [5 empty] | 0 | 36184000 | 2545945.2023 | 2547353.6 | 1713706 | 36239 | 18892
1850020 | Stockton | 365 | 55000 | 541100 |  |  |  |  | 541100 | 440000 | 30958.8738 | 30976 | 134703 | 0 | 719
1170004 | Storden | 215 | 20000 | [5 empty] | 0 | 160000 | 11257.7723 | 11264 | 124690 | 72353 | 212
1450010 | Strandquist | 71 | 10000 | [5 empty] | 0 | 80000 | 5628.8861 | 5632 | 4971 | 0 | 71
1580021 | Sturgeon Lake | 430 | 279000 | [5 empty] | 0 | 2232000 | 157045.9234 | 157132.8 | 142714 | 103680 | 418
1490007 | Swanville | 351 | 55000 | [5 empty] | 0 | 440000 | 30958.8738 | 30976 | 42386 | 19866 | 341
1310028 | Taconite | 315 | 60000 | [5 empty] | 0 | 480000 | 33773.3169 | 33792 | 19111 | 0 | 656
1420009 | Taunton | 139 | 17500 | [5 empty] | 0 | 140000 | 9850.5507 | 9856 | 59568 | 0 | 133
1130017 | Taylors Falls | 976 | 264200 | [5 empty] | 0 | 2113600 | 148715.1719 | 148797.44 | 133524 | 68388 | 976
1570003 | Thief River Falls | 8636 | 1750000 | [5 empty] | 0 | 14000000 | 985055.075 | 985600 | 2375124 | 562233 | 8722
1780003 | Tintah | 57 | 15000 | [5 empty] | 0 | 120000 | 8443.3292 | 8448 | #N/A | #N/A | #N/A
1270013 | Tonka Bay | 1475 | 775000 | [5 empty] | 0 | 6200000 | 436238.6761 | 436480 | 298366 | 0 | 1488
1690051 | Tower | 500 | 80000 | [5 empty] | 0 | 640000 | 45031.0891 | 45056 | 150270 | 0 | 502
1420010 | Tracy | 2154 | 400000 | 350000 | 616100 |  |  |  | 966100 | 3200000 | 225155.4457 | 225280 | 379416 | 97549 | 2135
1460009 | Trimont | 734 | 102000 | [5 empty] | 0 | 816000 | 57414.6387 | 57446.4 | 179269 | 0 | 726
1180026 | Trommald | 64 | 13000 | [5 empty] | 0 | 104000 | 7317.552 | 7321.6 | 7052 | 0 | 102
1590008 | Trosky | 86 | 10000 | [5 empty] | 0 | 80000 | 5628.8861 | 5632 | 4637 | 9645 | 77
1460010 | Truman | 1115 | 223000 | [5 empty] | 0 | 1784000 | 125524.161 | 125593.6 | 188252 | 190854 | 1088
1240016 | Twin Lakes | 156 | 40000 | [5 empty] | 0 | 320000 | 22515.5446 | 22528 | 19492 | 0 | 148
1540008 | Twin Valley | 900 | 216000 | [5 empty] | 0 | 1728000 | 121583.9407 | 121651.2 | 196678 | 158795 | 809
1380005 | Two Harbors | 3613 | 1200000 | 5000000 |  |  |  |  | 5000000 | 9600000 | 675466.3371 | 675840 | 1218234 | 378211 | 3711
1410004 | Tyler | 1122 | 150000 | [5 empty] | 0 | 1200000 | 84433.2921 | 84480 | 318995 | 218132 | 1129
1140011 | Ulen | 547 | 225000 | [5 empty] | 0 | 1800000 | 126649.9382 | 126720 | 126042 | 72338 | 558
1560026 | Underwood | 341 | 104000 | [5 empty] | 0 | 832000 | 58540.4159 | 58572.8 | 119962 | 52227 | 341
1490008 | Upsala | 410 | 92000 | [5 empty] | 0 | 736000 | 51785.7525 | 51814.4 | 77322 | 373754 | 425
1850011 | Utica | 291 | 45000 | [5 empty] | 0 | 360000 | 25329.9876 | 25344 | 12356 | 10635 | 277
1620030 | Vadnais Heights | 12013 | 3421000 | [5 empty] | 0 | 27368000 | 1925641.9494 | 1926707.2 | 1019161 | 0 | 12583
1410005 | Verdi | 44 | 0 | [5 empty] | 0 | 0 | 0 | 0 | #N/A | #N/A | #N/A
1560029 | Vergas | 322 | 0 | [5 empty] | 0 | 0 | 0 | 0 | 92312 | 17598 | 347
1190028 | Vermillion | 451 | 125000 | [5 empty] | 0 | 1000000 | 70361.0768 | 70400 | 54537 | 0 | 429
1800003 | Verndale | 559 | 102000 | [5 empty] | 0 | 816000 | 57414.6387 | 57446.4 | 77060 | 23427 | 594
1070019 | Vernon Center | 332 | 84100 | 85560 | 336360 | 67620 |  |  | 489540 | 672800 | 47338.9325 | 47365.12 | 65375 | 0 | 323
1640012 | Vesta | 322 | 64000 | 600300 | 96200 | 2169100 | 59900 |  | 2925500 | 512000 | 36024.8713 | 36044.8 | 90492 | 531093 | 304
1100009 | Victoria | 8299 | 2078000 | [5 empty] | 0 | 16624000 | 1169682.5404 | 1170329.6 | 1067935 | 804466 | 8462
1450011 | Viking | 105 | 18000 | [5 empty] | 0 | 144000 | 10131.9951 | 10137.6 | 4121 | 0 | 100
1690046 | Virginia | 8712 | 3000000 | [5 empty] | 0 | 24000000 | 1688665.8428 | 1689600 | 1618991 | 251006 | 8640
1790013 | Wabasha | 2521 | 600000 | [5 empty] | 0 | 4800000 | 337733.1686 | 337920 | 171414 | 204003 | 2510
1640013 | Wabasso | 693 | 152000 | [5 empty] | 0 | 1216000 | 85559.0694 | 85606.4 | 192984 | 83941 | 687
1100010 | Waconia | 11065 | 2571000 | [5 empty] | 0 | 20568000 | 1447186.6273 | 1447987.2 | 1442190 | 3039333 | 11520
1800004 | Wadena | 4293 | 900000 | 4092000 | 4925000 |  |  |  | 9017000 | 7200000 | 506599.7528 | 506880 | 476515 | 172228 | 4092
1730039 | Waite Park | 7372 | 1600000 | [5 empty] | 0 | 12800000 | 900621.7828 | 901120 | 1130011 | 452339 | 7473
1810003 | Waldorf | 227 | 52000 | [5 empty] | 0 | 416000 | 29270.2079 | 29286.4 | 94786 | 7166 | 224
1110013 | Walker | 941 | 460000 | 700000 | 1692000 |  |  |  | 2392000 | 3680000 | 258928.7626 | 259072 | 319765 | 115855 | 937
1640014 | Walnut Grove | 864 | 130000 | 833500 |  |  |  |  | 833500 | 1040000 | 73175.5199 | 73216 | 81967 | 35223 | 846
1220009 | Walters | 71 | 7500 | [5 empty] | 0 | 60000 | 4221.6646 | 4224 | 8412 | 0 | 69
1500016 | Waltham | 187 | 24000 | 256250 | 718750 |  |  |  | 975000 | 192000 | 13509.3267 | 13516.8 | 35698 | 0 | 152
1250018 | Wanamingo | 1055 | 209000 | [5 empty] | 0 | 1672000 | 117643.7204 | 117708.8 | 194601 | 314675 | 1088
1640015 | Wanda | 84 | 28000 | [5 empty] | 0 | 224000 | 15760.8812 | 15769.6 | 14005 | 0 | 82
1310030 | Warba | 162 | 24000 | [5 empty] | 0 | 192000 | 13509.3267 | 13516.8 | 57928 | 0 | 180
1450012 | Warren | 1567 | 300000 | 2500000 |  |  |  |  | 2500000 | 2400000 | 168866.5843 | 168960 | 250264 | 91059 | 1576
1680006 | Warroad | 1767 | 300000 | 3750000 | 1250000 | 500000 | 485206 |  | 5985206 | 2400000 | 168866.5843 | 168960 | 302526 | 0 | 1781
1810004 | Waseca | 9427 | 3423000 | 2917000 |  |  |  |  | 2917000 | 27384000 | 1926767.7266 | 1927833.6 | 1046688 | 163044 | 9365
1100012 | Watertown | 4216 | 456000 | [5 empty] | 0 | 3648000 | 256677.2081 | 256819.2 | 468555 | 553912 | 4226
1400015 | Waterville | 1883 | 256000 | [5 empty] | 0 | 2048000 | 144099.4853 | 144179.2 | 315038 | 1868024 | 1880
1470010 | Watkins | 948 | 140000 | 751500 |  |  |  |  | 751500 | 1120000 | 78804.406 | 78848 | 157043 | 84922 | 952
1120006 | Watson | 205 | 25000 | [5 empty] | 0 | 200000 | 14072.2154 | 14080 | 79985 | 34328 | 200
1440004 | Waubun | 407 | 60000 | 635000 | 2500000 | 140000 |  |  | 3275000 | 480000 | 33773.3169 | 33792 | 47795 | 30806 | 403
1860019 | Waverly | 997 | 308000 | 858750 |  |  |  |  | 858750 | 2464000 | 173369.6932 | 173465.6 | 163625 | 221976 | 1390
1270054 | Wayzata | 3781 | 1940000 | [5 empty] | 0 | 15520000 | 1092003.9117 | 1092608 | 671215 | 357709 | 4476
1460011 | Welcome | 673 | 140000 | [5 empty] | 0 | 1120000 | 78804.406 | 78848 | 114747 | 59649 | 662
1220010 | Wells | 2307 | 544469 | [5 empty] | 0 | 4355752 | #REF! | 306644.9408 | 283245 | 88518 | 2297
| Wells-Easton-Minnesota Lake | #REF! | #REF! | [6 empty] | #REF! | #REF! | #REF! | #REF! | #REF! | #REF!
1260008 | Wendell | 177 | 37000 | [5 empty] | 0 | 296000 | 20826.8787 | 20838.4 | 128760 | 0 | 161
1200007 | West Concord | 782 | 100000 | [5 empty] | 0 | 800000 | 56288.8614 | 56320 | 112536 | 91841 | 787
1170005 | Westbrook | 733 | 158000 | [5 empty] | 0 | 1264000 | 88936.4011 | 88985.6 | 154946 | 0 | 731
1780004 | Wheaton | 1424 | 560000 | 425000 | 1212000 |  |  |  | 1637000 | 4480000 | 315217.624 | 315392 | 124660 | 98664 | 1392
1620024 | White Bear Lake | 24734 | 5587000 | [5 empty] | 0 | 44696000 | 3144858.6879 | 3146598.4 | 1488304 | 0 | 24159
1620025 | White Bear Township | 13680 | 3283400 | [5 empty] | 0 | 26267200 | 1848188.4761 | 1849210.88 | #N/A | #N/A | #N/A
1690001 | White Township | 33 | 5000 | [5 empty] | 0 | 40000 | 2814.4431 | 2816 | #N/A | #N/A | #N/A
1320006 | Wilder | 60 | 5000 | [5 empty] | 0 | 40000 | 2814.4431 | 2816 | 4279 | 7100 | 64
1820022 | Willernie | 507 | 124200 | [5 empty] | 0 | 993600 | 69910.7659 | 69949.44 | 97588 | 0 | 528
1340016 | Willmar | 20400 | 5900000 | [5 empty] | 0 | 47200000 | 3321042.8242 | 3322880 | 1738300 | 152880 | 19731
1580020 | Willow River | 410 | 76746 | [5 empty] | 0 | 613968 | 43199.4496 | 43223.3472 | 80646 | 11227 | 402
1530010 | Wilmont | 339 | 35000 | [5 empty] | 0 | 280000 | 19701.1015 | 19712 | 89538 | 28689 | 340
1170006 | Windom | 4646 | 1535000 | [5 empty] | 0 | 12280000 | 864034.0229 | 864512 | 866938 | 479151 | 4636
1600013 | Winger | 220 | 50000 | [5 empty] | 0 | 400000 | 28144.4307 | 28160 | 27123 | 0 | 221
1220011 | Winnebago | 1437 | 279000 | 1755000 |  |  |  |  | 1755000 | 2232000 | 157045.9234 | 157132.8 | 291605 | 125420 | 1412
1850013 | Winona | 27782 | 6800000 | [5 empty] | 0 | 54400000 | 3827642.577 | 3829760 | 2265601 | 2407820 | 27581
1430010 | Winsted | 2355 | 305000 | [5 empty] | 0 | 2440000 | 171681.0274 | 171776 | 325676 | 37847 | 2308
1720008 | Winthrop | 1399 | 926000 | 950700 |  |  |  |  | 950700 | 7408000 | 521234.8568 | 521523.2 | 313843 | 0 | 1395
1690057 | Winton | 173 | 40000 | [5 empty] | 0 | 320000 | 22515.5446 | 22528 | 49545 | 0 | 170
1840007 | Wolverton | 140 | 30000 | [5 empty] | 0 | 240000 | 16886.6584 | 16896 | 20941 | 0 | 143
1870008 | Wood Lake | 439 | 63000 | [5 empty] | 0 | 504000 | 35461.9827 | 35481.6 | 84586 | 14332 | 424
1820025 | Woodbury | 64350 | 20387000 | [5 empty] | 0 | 163096000 | 11475610.179 | 11481958.4 | 4737041 | 0 | 66119
1590009 | Woodstock | 124 | 0 | [5 empty] | 0 | 0 | 0 | 0 | 9132 | 0 | 120
1530011 | Worthington | 12827 | 3860000 | [5 empty] | 0 | 30880000 | 2172750.0511 | 2173952 | 2744744 | 243081 | 12986
1090013 | Wrenshall | 399 | 25000 | [5 empty] | 0 | 200000 | 14072.2154 | 14080 | 52828 | 97571 | 402
1230013 | Wykoff | 444 | 45000 | [5 empty] | 0 | 360000 | 25329.9876 | 25344 | 87961 | 47311 | 442
1130018 | Wyoming | 3540 | 538000 | [5 empty] | 0 | 4304000 | 302834.0745 | 303001.6 | 552636 | 0 | 7854
1710006 | Zimmerman | 5228 | 735000 | [5 empty] | 0 | 5880000 | 413723.1315 | 413952 | 593854 | 129197 | 5297
1790015 | Zumbro Falls | 181 | 50000 | [5 empty] | 0 | 400000 | 28144.4307 | 28160 | 57244 | 53914 | 198
1250020 | Zumbrota | 3172 | 570000 | [5 empty] | 0 | 4560000 | 320846.5101 | 321024 | 472355 | 98864 | 3345

## WWTP facility data (hidden)
Facility | Name | Sewer miles | Operating Expenses | Current liabilities | Population | Pipe value is an estimate | Name of Community | Length of SS in miles | Notes:
Adams WWTP | Adams | 6 | 140723 | 0 | 796 |  | Ada | 35 | drinking water, wastewater, and garbage are from the same utility - o&m costs are under drinking water
Adrian WWTP | Adrian | 11 | 108072 | 0 | 1220 |  | Adams | 6 |  | Appleton
Albert Lea WWTP | Albert Lea | 108 | 3488552 | 0 | 17945 |  | Adrian | 11 |  | Buffalo
Albertville WWTP | Albertville | 34 | 774533 | 566426 | 7262 |  | Aitkin | 15 |  | Dawson
Alexandria Lakes Area Sanitary District | Alexandria | 223 | 5296329 | 4026406 | 13182 |  | Akeley | 7 |  | Ellsworth
Altura WWTP | Altura | 4 | 116780 | 0 | 483 |  | Albany | 13 |  | Gonvick
Alvarado WWTP | Alvarado | 4 | 51698 | 37486 | 361 |  | Albert Lea | 108 |  | Hayfield
Amboy WWTP | Amboy | 3 | 216405 | 0 | 531 |  | Albertville | 34 |  | McKinley
Appleton WWTP | Appleton | 6 | 0 | 0 | 1374 |  | Alden | 7 |  | Montevideo
Arlington WWTP | Arlington | 38 | 489484 | 421633 | 2213 |  | Alexandria Lakes Area Sanitary District | 223 |  | Morris
Ashby WWTP | Ashby | 2.0734 | 141283 | 19516 | 449 | x | Alpha | 1 |  | Sacred Heart
Aurora WWTP | Aurora | 19 | 448835 | 223428 | 1697 |  | Altura | 4
Austin WWTP | Austin | 119.3 | 4823628 | 1166322 | 25010 |  | Alvarado | 4
Avon WWTP | Avon | 10 | 560950 | 570469 | 1444 |  | Amboy | 3
Barnesville WWTP | Barnesville | 12.1031 | 294470 | 481872 | 2621 | x | Andover | 94
Bel Clare Estates WWTP | St. Cloud
Benson WWTP | Benson | 28 | 844211 | 320750 | 3163 |  | Annandale | 32.5
Blooming Prairie WWTP | Blooming Prairie | 19 | 524586 | 16393 | 1986 |  | Anoka | 65.6
Blue Earth WWTP | Blue Earth | 25 | 871345 | 609235 | 3309 |  | Apple Valley | 195
Braham WWTP | Braham | 10 | 382154 | 29300 | 1812 |  | Appleton | 6
Brewster WWTP | Brewster | 4 | 98507 | 0 | 480 |  | Arco | 2
Buffalo WWTP | Buffalo | 133.5 | 0 | 0 | 15911 |  | Argyle | 12
Caledonia WWTP | Caledonia | 13.5 | 405706 | 262644 | 2824 |  | Arlington | 38
Canton WWTP | Canton | 3 | 109486 | 23394 | 348 |  | Atwater | 9
Central Iron Range Sanitary Sewer District WWTP | Chisholm | 21 | 1406309 | 1070789 | 5029 |  | Audubon | 6
Clara City WWTP | Clara City | 27 | 246581 | 220053 | 1319 |  | Aurora | 19
Claremont WWTP | Claremont | 4 | 173112 | 74455 | 543 |  | Austin | 119.3
Cold Spring WWTP | Cold Spring | 30.3 | 846661 | 444358 | 4081 |  | Avon | 10
Dalton WWTP | Dalton | 2 | 31854 | 0 | 249 |  | Babbitt | 11
Dawson WWTP | Dawson | 12 | 0 | 0 | 1492 |  | Backus | 2
Delhi WWTP | Delhi | 0.30477 | 24244 | 3920 | 66 | x | Badger | 4
Detroit Lakes WWTP | Detroit Lakes | 85 | 1536318 | 246813 | 9053 |  | Bagley | 10
Dodge Center WWTP | Dodge Center | 16 | 368832 | 0 | 2724 |  | Balaton | 6.4
Eagleton WWTP | Eagleton | 15 | 750000 | 20000 | 2500 |  | Barnum | 10
Edgerton WWTP | Edgerton | 65 | 80726 | 0 | 1147 |  | Barrett | 4
Ellsworth WWTP | Ellsworth | 4 | 0 | 0 | 464 |  | Battle Lake | 7
Elysian WWTP | Elysian | 3.1355 | 209935 | 71247 | 679 | x | Baudette | 12
Emmons WWTP | Emmons | 3.5 | 24367 | 16228 | 386 |  | Baxter | 71
Eveleth WWTP | Eveleth | 23 | 581180 | 211167 | 3694 |  | Bayport | 12.6
Excelsior WTP | Excelsior | 13 | 373631 | 56661 | 2273 |  | Beardsley | 4
Fairmont WWTP | Fairmont | 74.6 | 1659835 | 817983 | 10464 |  | Beaver Bay | 5
Faribault WWTP | Faribault | 116.2 | 4677003 | 1488398 | 23631 |  | Beaver Creek | 0.03
Fergus Falls WWTP | Fergus Falls | 90.02 | 1983907 | 234964 | 13280 |  | Becker | 34
Fosston WWTP | Fosston | 12.8 | 680852 | 287503 | 1530 |  | Bejou | 2
Franklin WWTP | Franklin | 2.2627 | 122470 | 0 | 490 | x | Belgrade | 14
Gilbert WWTP | Gilbert | 38 | 520324 | 152882 | 1817 |  | Belle Plaine | 25.7
Gonvick WWTP | Gonvick | 2.6 | 0 | 0 | 289 |  | Bellingham | 5
Goodhue WWTP | Goodhue | 6 | 198517 | 0 | 1183 |  | Belview | 2
Green Lake SSWD WWTP | Green Lake | 0
Grove City WWTP | Grove City | 2.8907 | 74734 | 0 | 626 | x | Bemidji | 89
Harmony WWTP | Harmony | 6 | 294149 | 67837 | 1019 |  | Benson | 28
Hawley WWTP | Hawley | 11 | 278209 | 70734 | 2137 |  | Bertha | 4
Hayfield WWTP | Hayfield | 8 | 0 | 0 | 1340 |  | Bethel | 1
Hector WWTP | Hector | 14 | 301162 | 139064 | 1104 |  | Big Falls | 4
Hibbing WWTP South Plant | Hibbing | 102 | 2577879 | 1258957 | 16340 |  | Big Lake | 67.4
Hoffman WWTP | Hoffman | 4 | 154211 | 1765780 | 650 |  | Bigfork | 4
Holdingford WWTP | Holdingford | 3 | 193466 | 87488 | 713 |  | Bingham Lake | 7.825
Holland WWTP | Holland | 2.5 | 9514 | 0 | 176 |  | Birchwood | 4.79
Hutchinson WWTP | Hutchinson | 93.8 | 3151475 | 2919800 | 14124 |  | Bird Island | 9.5
Jordan WWTP | Jordan | 27.81 | 1007150 | 903144 | 6148 |  | Biwabik | 25
Kasson WWTP | Kasson | 29 | 1064690 | 650658 | 6124 |  | Blackduck | 9
Kerkhoven WWTP | Kerkhoven | 10 | 64622 | 0 | 736 |  | Blaine | 226
Lafayette WWTP | Lafayette | 3 | 176037 | 44713 | 486 |  | Blooming Prairie | 19
Lakefield WWTP | Lakefield | 15 | 373719 | 201845 | 1712 |  | Bloomington | 355
Le Center WWTP | Le Center | 15 | 394299 | 315115 | 2506 |  | Blue Earth | 25
Lester Prairie WWTP | Lester Prairie | 10 | 386048 | 284036 | 1692 |  | Bock | 2
Lewiston WWTP | Lewiston | 10 | 525335 | 217135 | 1593 |  | Borup | 2
Litchfield WWTP | Litchfield | 31.1283 | 1976149 | 1761344 | 6741 | x | Boyd | 2.5
Littlefork WWTP | Littlefork | 6 | 23531 | 0 | 624 |  | Braham | 10
Long Prairie WWTP - Municipal | Long Prairie | 17 | 1039155 | 435752 | 3421
Lonsdale WWTP | Lonsdale | 30 | 469574 | 493509 | 3821 |  | Brainerd | 75.98
Lucan WWTP | Lucan | 2 | 44177 | 0 | 185 |  | Breckenridge | 17
Luverne WWTP | Luverne | 35.6 | 918905 | 220829 | 4704 |  | Breezy Point | 12
Mabel WWTP | Mabel | 4.1 | 84910 | 88965 | 768 |  | Brewster | 4
Madelia WWTP | Madelia | 16 | 874065 | 354370 | 2320 |  | Bricelyn | 2
Madison WWTP | Madison | 11.4 | 371320 | 27528 | 1500 |  | Brooklyn Center | 106
Marshall WWTP | Marshall | 79.7 | 4039265 | 1616578 | 13719 |  | Brooklyn Park | 249
Mayer WWTP | Mayer | 11 | 475117 | 382804 | 1829 |  | Brooten | 4
Maynard WWTP | Maynard | 1.6532 | 90637 | 21250 | 358 | x | Browerville | 7
McKinley WWTP | McKinley | 0.58184 | 0 | 0 | 126 | x | Browns Valley | 5
Meadows of Whisper Creek WWTP | Greenfield | 4.2
Melrose WWTP | Melrose | 26 | 1641233 | 281314 | 3659 |  | Brownton | 5.6
Montevideo WWTP | Montevideo | 73 | 0 | 0 | 5327 |  | Buckman | 0.09
Montgomery WWTP | Montgomery | 22.5 | 668575 | 559421 | 2970 |  | Buffalo | 133.5
Morgan WWTP | Morgan | 7 | 117471 | 0 | 885 |  | Buffalo Lake | 12
Morris WWTP | Morris | 32 | 0 | 0 | 5436 |  | Burnsville | 244
Motley WWTP | Motley | 6 | 224287 | 157148 | 663 |  | Butterfield | 4
Mountain Lake WWTP | Mountain Lake | 18 | 327943 | 503220 | 2149 |  | Byron | 30
MRVPUC WWTP | Le Sueur | 30 | 1282041 | 0 | 4073 |  | Caledonia | 13.5
Nerstrand WWTP | Nerstrand | 1.4315 | 110353 | 55540 | 310 | x | Callaway | 2
New Prague WWTP | New Prague | 47 | 2616648 | 1807843 | 7439 |  | Calumet | 4.78
New Richland WWTP | New Richland | 7.7 | 348450 | 120176 | 1214 |  | Cambridge | 46.1
New Ulm WWTP | New Ulm | 81 | 3121049 | 659486 | 13519 |  | Campbell | 2
Norwood Young America WWTP | Norwood Young America | 22.25 | 561352 | 236751 | 3731 |  | Canby | 11
Ogilvie WWTP | Ogilvie | 2.75 | 74605 | 0 | 356 |  | Cannon Falls | 15
Olivia WWTP | Olivia | 24 | 473137 | 300644 | 2445 |  | Canton | 3
Otsego WWTP West | Otsego | 68.5 | 1458714 | 593779 | 14968 |  | Carlos | 4.5
Owatonna WWTP | Owatonna | 200 | 2359826 | 587735 | 25660 |  | Carlton | 4.3
Pawnee WWTP | Pawnee | 100 | 1300000 | 50000 | #N/A |  | Carver | 25
Pelican Rapids WWTP | Pelican Rapids | 14 | 914858 | 678100 | 2498 |  | Cass Lake | 10
Pemberton WWTP | Pemberton | 1.136 | 31846 | 21770 | 246 | x | Center City | 3
Pine Island WWTP | Pine Island | 24 | 771583 | 0 | 3355 |  | Centerville | 19
Pipestone WWTP | Pipestone | 35.5 | 824988 | 509547 | 4239 |  | Champlin | 89
Plainview-Elgin Sanitary District WWTP | Plainview-Elgin | 21.0195 | 1130811 | 788780 | 4418 |  | Chandler | 3.5
Plainview-Elgin Sanitary District WWTP | Plainview | 16 | 984147 | 788780 | 3331 |  | Chanhassen | 130.7
Plainview-Elgin Sanitary District WWTP | Elgin | 5.0195 | 146664 | 0 | 1087 | x | Chaska | 107
Preston WWTP | Preston | 12 | 311471 | 47990 | 1316 |  | Chatfield | 18.2
Prinsburg WWTP | Prinsburg | 3.5 | 140917 | 134913 | 492 |  | Chickamaw Beach | 2.5
Red Lake Falls WWTP | Red Lake Falls | 11 | 132464 | 691964 | 1427 |  | Chisholm | 21
Red Wing WWTP | Red Wing | 130 | 4076147 | 725350 | 16505 |  | Chokio | 4
Redwood Falls WWTP | Redwood Falls | 38.51 | 856632 | 609109 | 5207 |  | Circle Pines | 16
Renville WWTP | Renville | 18 | 482065 | 341809 | 1237 |  | Clara City | 27
Rochester WWTP/Water Reclamation Plant | Rochester | 472.88 | 17176869 | 11432339 | 111007 |  | Claremont | 4
Rogers WWTP | Rogers | 57 | 954722 | 198125 | 12230 |  | Clarissa | 6
Rushford WWTP | Rushford | 2.94 | 468631 | 160932 | 1753 |  | Clarkfield | 18.4
Sacred Heart WWTP | Sacred Heart | 5 | 0 | 0 | 524 |  | Clarks Grove | 3
Saint James WWTP | Saint James | 29 | 0 | 0 | 4604 |  | Clear Lake | 5
Saint Michael WWTP | Saint Michael | 82 | 1555249 | 971838 | 16983 |  | Clearbrook | 4.65
Saint Peter WWTP | Saint Peter | 54.2956 | 0 | 0 | 11758 | x | Cleveland | 9.6
Sauk Centre WWTP | Sauk Centre | 55 | 903480 | 452403 | 4406 |  | Climax | 1.8
Sherburn WWTP | Sherburn | 5.0841 | 0 | 0 | 1101 | x | Clinton | 5
Sleepy Eye WWTP | Sleepy Eye | 25 | 137496 | 0 | 3541 |  | Cloquet | 56
Spring Valley WWTP | Spring Valley | 25 | 560488 | 20403 | 2475 |  | Cohasset | 13
Springfield WWTP | Springfield | 12 | 308800 | 15276 | 2096 |  | Cokato | 18
Staples WWTP | Staples | 22 | 532112 | 0 | 2952 |  | Cold Spring | 30.3
Starbuck WWTP | Starbuck | 10.28 | 247273 | 107819 | 1295 |  | Coleraine | 7
Thief River Falls WWTP | Thief River Falls | 43 | 0 | 0 | 8722 |  | Cologne | 9
Trimont WWTP | Trimont | 8 | 209697 | 113973 | 726 |  | Columbia Heights | 60.9
Truman WWTP | Truman | 8 | 215985 | 25795 | 1088 |  | Comfrey | 11
Virginia WWTP | Virginia | 73 | 1865247 | 982171 | 8640 |  | Comstock | 2
Wabasso WWTP | Wabasso | 4.5 | 90503 | 9649 | 687 |  | Conger | 5
Wadena WWTP | Wadena | 28 | 818440 | 239562 | 4092 |  | Cook | 6
Waldorf WWTP | Waldorf | 2 | 0 | 0 | 224 |  | Coon Rapids | 238.85
Walnut Grove WWTP | Walnut Grove | 7.37 | 131960 | 28701 | 846 |  | Cottage Grove | 127.99
Waseca WWTP | Waseca | 45 | 2249844 | 923150 | 9365 |  | Cottonwood | 8
Watertown WWTP | Watertown | 25 | 553894 | 210915 | 4226 |  | Courtland | 13
Waterville WWTP | Waterville | 30.2 | 237085 | 53425 | 1880 |  | Cromwell | 3
Welcome WWTP | Welcome | 7 | 132579 | 51496 | 662 |  | Crookston | 44
Wells-Easton-Minnesota Lake WWTP | Wells-Easton-Minnesota Lake | 80.8 | 512716 | 145380 | 3167 |  | Crosby | 13.2
Wells-Easton-Minnesota Lake WWTP | Wells | 32 | 381244 | 145380 | 2297 |  | Crosslake | 5
Wells-Easton-Minnesota Lake WWTP | Easton | 2 | 32436 | 0 | 196 |  | Currie | 2.18
Wells-Easton-Minnesota Lake WWTP | Minnesota Lake | 46.8 | 99036 | 0 | 674 |  | Dalton | 2
West Concord WWTP | West Concord | 7 | 224125 | 150384 | 787 |  | Danube | 4
Willmar WWTP | Willmar | 115 | 4519559 | 4781702 | 19731 |  | Danvers | 5
Windom WWTP | Windom | 40 | 1126167 | 382167 | 4636 |  | Darfur | 1.1
Winnebago WWTP | Winnebago | 27 | 468750 | 241209 | 1412 |  | Darwin | 2.2
Winthrop WWTP | Winthrop | 6.4418 | 179410 | 101097 | 1395 | x | Dassel | 12
Worthington Industrial WWTP | Worthington | 63 | 1675297 | 0 | 12986 |  | Dawson | 12
Worthington WWTP | Worthington | 63 | 1547370 | 0 | 12986 |  | Deer Creek | 5
Wykoff WWTP | Wykoff | 3 | 86634 | 4023 | 442 |  | Deer River | 7
Zimmerman WWTP | Zimmerman | 32.14 | 888422 | 416028 | 5297 |  | Deerwood | 4
[7 empty] | Delano | 28
[7 empty] | Dennison | 1.25
[7 empty] | Dent | 2
[7 empty] | Detroit Lakes | 85
[7 empty] | Dilworth | 18
[7 empty] | Dodge Center | 16
[7 empty] | Dovray | 1.25
[7 empty] | Duluth | 376
[7 empty] | Dumont | 1
[7 empty] | Dundas | 11.02
[7 empty] | Dunnell | 2
[7 empty] | Eagan | 301.8
[7 empty] | Eagle Bend | 5.5
[7 empty] | Eagle Lake | 30
[7 empty] | East Bethel | 1.25
[7 empty] | East Grand Forks | 65
[7 empty] | East Gull Lake | 6
[7 empty] | Easton | 2
[7 empty] | Echo | 5
[7 empty] | Eden Prairie | 268
[7 empty] | Eden Valley | 8
[7 empty] | Edgerton | 65
[7 empty] | Edina | 200
[7 empty] | Effie | 2.5
[7 empty] | Elizabeth | 1.85
[7 empty] | Elk River | 79
[7 empty] | Elko New Market | 18
[7 empty] | Elkton | 2
[7 empty] | Ellendale | 1.5
[7 empty] | Ellsworth | 4
[7 empty] | Elmore | 1
[7 empty] | Emily | 2.46
[7 empty] | Emmons | 3.5
[7 empty] | Erskine | 8
[7 empty] | Evan | 1
[7 empty] | Evansville | 4
[7 empty] | Eveleth | 23
[7 empty] | Excelsior | 13
[7 empty] | Eyota | 9.87
[7 empty] | Fairfax | 10
[7 empty] | Fairmont | 74.6
[7 empty] | Faribault | 116.2
[7 empty] | Farmington | 86.25
[7 empty] | Farwell/Kensington Sanitary District | 2.25
[7 empty] | Federal Dam | 4
[7 empty] | Felton | 8
[7 empty] | Fergus Falls | 90.02
[7 empty] | Fertile | 4.2
[7 empty] | Fisher | 3
[7 empty] | Flensburg | 2
[7 empty] | Forest Lake | 89
[7 empty] | Foreston | 3
[7 empty] | Fosston | 12.8
[7 empty] | Fountain | 9
[7 empty] | Frazee | 9
[7 empty] | Freeborn | 8
[7 empty] | Freeport | 17
[7 empty] | Fridley | 110
[7 empty] | Garfield | 2.2
[7 empty] | Gaylord | 16.7
[7 empty] | Georgetown | 2
[7 empty] | Ghent | 2.5
[7 empty] | Gibbon | 8
[7 empty] | Gilbert | 38
[7 empty] | Gilman | 4
[7 empty] | Glencoe | 36.17
[7 empty] | Glenville | 4.17
[7 empty] | Glenwood | 18
[7 empty] | Glyndon | 8
[7 empty] | Golden Valley | 120
[7 empty] | Gonvick | 2.6
[7 empty] | Good Thunder | 6
[7 empty] | Goodhue | 6
[7 empty] | Goodridge | 2
[7 empty] | Goodview | 22.1
[7 empty] | Graceville | 5.1
[7 empty] | Granada | 7
[7 empty] | Grand Marais | 16
[7 empty] | Grand Meadow | 9
[7 empty] | Grand Rapids | 68.5
[7 empty] | Granite Falls | 2
[7 empty] | Grasston | 1.7
[7 empty] | Green Isle | 19
[7 empty] | Greenbush | 6
[7 empty] | Greenfield | 4.2
[7 empty] | Grey Eagle | 4
[7 empty] | Hackensack | 7
[7 empty] | Hallock | 18
[7 empty] | Hamburg | 3.5
[7 empty] | Hammond | 2
[7 empty] | Hancock | 14
[7 empty] | Hanley Falls | 4
[7 empty] | Hanover | 17
[7 empty] | Hanska | 3
[7 empty] | Hardwick | 1.5
[7 empty] | Harmony | 6
[7 empty] | Harris | 3
[7 empty] | Hartland | 3
[7 empty] | Hastings | 86.9
[7 empty] | Hatfield | 2.5
[7 empty] | Hawley | 11
[7 empty] | Hayfield | 8
[7 empty] | Hayward | 2
[7 empty] | Hector | 14
[7 empty] | Henderson | 5
[7 empty] | Hendricks | 7
[7 empty] | Hendrum | 2.85
[7 empty] | Henning | 3.64
[7 empty] | Henriette | 10
[7 empty] | Herman | 5
[7 empty] | Hermantown | 72
[7 empty] | Heron Lake | 6
[7 empty] | Hewitt | 3
[7 empty] | Hibbing | 102
[7 empty] | Hill City | 10
[7 empty] | Hilltop | 1
[7 empty] | Hinckley | 12
[7 empty] | Hoffman | 4
[7 empty] | Hokah | 6
[7 empty] | Holdingford | 3
[7 empty] | Holland | 2.5
[7 empty] | Hollandale | 4
[7 empty] | Hopkins | 40
[7 empty] | Houston | 0.5
[7 empty] | Howard Lake | 15
[7 empty] | Hoyt Lakes | 23
[7 empty] | Hugo | 42
[7 empty] | Hutchinson | 93.8
[7 empty] | Ihlen | 2
[7 empty] | Independence | 10.5
[7 empty] | Inver Grove Heights | 117
[7 empty] | Iron Junction | 4
[7 empty] | Ironton | 3
[7 empty] | Isanti | 30
[7 empty] | Ivanhoe | 5
[7 empty] | Jackson | 27
[7 empty] | Janesville | 23
[7 empty] | Jasper | 4
[7 empty] | Jeffers | 5
[7 empty] | Jordan | 27.81
[7 empty] | Kandiyohi | 4
[7 empty] | Karlstad | 4
[7 empty] | Kasson | 29
[7 empty] | Keewatin | 6.4
[7 empty] | Kelliher | 4
[7 empty] | Kellogg | 5
[7 empty] | Kennedy | 4
[7 empty] | Kenneth | 2
[7 empty] | Kenyon | 8.5
[7 empty] | Kerkhoven | 10
[7 empty] | Kettle River | 2
[7 empty] | Kiester | 7
[7 empty] | Kilkenny | 2
[7 empty] | Kimball | 5.6
[7 empty] | La Crescent | 26.2
[7 empty] | Lafayette | 3
[7 empty] | Lake Benton | 2
[7 empty] | Lake Bronson | 2
[7 empty] | Lake City | 34
[7 empty] | Lake Crystal | 30
[7 empty] | Lake Elmo | 2
[7 empty] | Lake Henry | 1
[7 empty] | Lake Park | 6
[7 empty] | Lake Shore | 4.2
[7 empty] | Lakefield | 15
[7 empty] | Laketown Township | 5.5
[7 empty] | Lakeville | 256.2
[7 empty] | Lamberton | 7.1
[7 empty] | Lancaster | 3
[7 empty] | Landfall | 2
[7 empty] | Lanesboro | 6
[7 empty] | Lauderdale | 6
[7 empty] | Le Center | 15
[7 empty] | Le Roy | 9.1
[7 empty] | Le Sueur | 30
[7 empty] | Lester Prairie | 10
[7 empty] | Lewiston | 10
[7 empty] | Lewisville | 2
[7 empty] | Lilydale | 1
[7 empty] | Lindstrom | 35
[7 empty] | Lino Lakes | 64.6
[7 empty] | Lismore | 3
[7 empty] | Little Canada | 33
[7 empty] | Little Falls | 65.7
[7 empty] | Littlefork | 6
[7 empty] | Long Lake | 12
[7 empty] | Long Prairie | 17
[7 empty] | Longville | 4
[7 empty] | Lonsdale | 30
[7 empty] | Loretto | 4
[7 empty] | Lowry | 3
[7 empty] | Lucan | 2
[7 empty] | Luverne | 35.6
[7 empty] | Lynd | 10
[7 empty] | Mabel | 4.1
[7 empty] | Madelia | 16
[7 empty] | Madison | 11.4
[7 empty] | Madison Lake | 15
[7 empty] | Magnolia | 2
[7 empty] | Mahnomen | 9
[7 empty] | Mahtomedi | 41
[7 empty] | Maple Grove | 274
[7 empty] | Maple Plain | 11
[7 empty] | Mapleton | 10.7
[7 empty] | Mapleview | 2
[7 empty] | Marble | 7.25
[7 empty] | Marietta | 4
[7 empty] | Marine on St Croix | 4.4
[7 empty] | Marshall | 79.7
[7 empty] | Mayer | 11
[7 empty] | Mazeppa | 6
[7 empty] | McGrath | 8
[7 empty] | McGregor | 3.7
[7 empty] | McIntosh | 5.5
[7 empty] | Meadowlands | 1
[7 empty] | Medford | 12.4
[7 empty] | Medicine Lake | 2
[7 empty] | Melrose | 26
[7 empty] | Menahga | 15
[7 empty] | Mendota | 4
[7 empty] | Mendota Heights | 71.4
[7 empty] | Middle River | 8
[7 empty] | Milaca | 10.5
[7 empty] | Millerville | 2
[7 empty] | Milroy | 6
[7 empty] | Miltona | 4
[7 empty] | Minneapolis | 772
[7 empty] | Minnesota Lake | 46.8
[7 empty] | Minnetonka | 257
[7 empty] | Minnetonka Beach | 5
[7 empty] | Montevideo | 73
[7 empty] | Montgomery | 22.5
[7 empty] | Monticello | 40
[7 empty] | Montrose | 22.9
[7 empty] | Moorhead | 186
[7 empty] | Moose Lake | 9
[7 empty] | Mora | 25
[7 empty] | Morgan | 7
[7 empty] | Morris | 32
[7 empty] | Morristown | 6
[7 empty] | Morton | 4
[7 empty] | Motley | 6
[7 empty] | Mound | 65
[7 empty] | Mounds View | 44
[7 empty] | Mountain Lake | 18
[7 empty] | Murdock | 3
[7 empty] | Nashwauk | 7
[7 empty] | Nassau | 8
[7 empty] | Nevis | 6
[7 empty] | New Auburn | 3.2
[7 empty] | New Brighton | 74
[7 empty] | New Germany | 3.72
[7 empty] | New Hope | 63
[7 empty] | New London | 7
[7 empty] | New Prague | 47
[7 empty] | New Richland | 7.7
[7 empty] | New Ulm | 81
[7 empty] | New York Mills | 11
[7 empty] | Newfolden | 4
[7 empty] | Newport | 20
[7 empty] | Nicollet | 9
[7 empty] | Nielsville | 1
[7 empty] | Nisswa | 13.6
[7 empty] | North Branch | 38.1
[7 empty] | North Mankato | 67
[7 empty] | Northome | 5
[7 empty] | Norwood Young America | 22.25
[7 empty] | Oak Grove | 7
[7 empty] | Oakdale | 110.6
[7 empty] | Odessa | 2
[7 empty] | Ogema | 5
[7 empty] | Ogilvie | 2.75
[7 empty] | Okabena | 4
[7 empty] | Oklee | 7
[7 empty] | Olivia | 24
[7 empty] | Onamia | 4.5
[7 empty] | Orono | 48
[7 empty] | Orr | 3
[7 empty] | Osakis | 12
[7 empty] | Ostrander | 4
[7 empty] | Otsego | 68.5
[7 empty] | Owatonna | 200
[7 empty] | Palisade | 7
[7 empty] | Park Rapids | 31
[7 empty] | Parkers Prairie | 10
[7 empty] | Paynesville | 18.5
[7 empty] | Pease | 3
[7 empty] | Pelican Rapids | 14
[7 empty] | Pequot Lakes | 7.25
[7 empty] | Perham | 27
[7 empty] | Perley | 1.38
[7 empty] | Peterson | 2
[7 empty] | Pillager | 6
[7 empty] | Pine Island | 24
[7 empty] | Pipestone | 35.5
[7 empty] | Plainview | 16
[7 empty] | Plummer | 3
[7 empty] | Plymouth | 322
[7 empty] | Porter | 3.5
[7 empty] | Preston | 12
[7 empty] | Princeton | 24
[7 empty] | Prinsburg | 3.5
[7 empty] | Prior Lake | 120
[7 empty] | Racine | 3
[7 empty] | Ramsey | 63
[7 empty] | Randall | 5
[7 empty] | Raymond | 8
[7 empty] | Red Lake Falls | 11
[7 empty] | Red Wing | 130
[7 empty] | Redwood Falls | 38.51
[7 empty] | Remer | 5
[7 empty] | Renville | 18
[7 empty] | Revere | 1
[7 empty] | Rice | 5
[7 empty] | Richfield | 120
[7 empty] | Richmond | 9
[7 empty] | Robbinsdale | 43
[7 empty] | Rochester | 472.88
[7 empty] | Rockford | 20
[7 empty] | Rockville | 27
[7 empty] | Rogers | 57
[7 empty] | Rollingstone | 3.5
[7 empty] | Roscoe | 2
[7 empty] | Rose Creek | 2.71
[7 empty] | Roseau | 18
[7 empty] | Rosemount | 86
[7 empty] | Roseville | 145
[7 empty] | Rothsay | 4
[7 empty] | Royalton | 5.4
[7 empty] | Rush City | 15
[7 empty] | Rushford | 2.94
[7 empty] | Rushmore | 5
[7 empty] | Russell | 3
[7 empty] | Ruthton | 2.2
[7 empty] | Sabin | 4
[7 empty] | Sacred Heart | 5
[7 empty] | St. Peter | 57
[7 empty] | Sanborn | 7
[7 empty] | Sandstone | 12
[7 empty] | Sargeant | 1
[7 empty] | Sartell | 81.53
[7 empty] | Sauk Centre | 55
[7 empty] | Sauk Rapids | 67
[7 empty] | Savage | 125
[7 empty] | Scanlon | 5.02
[7 empty] | Seaforth | 2.06
[7 empty] | Sebeka | 6
[7 empty] | Shafer | 6.13
[7 empty] | Shelly | 2
[7 empty] | Shoreview | 124
[7 empty] | Shorewood | 65
[7 empty] | Silver Bay | 9
[7 empty] | Slayton | 20
[7 empty] | Sleepy Eye | 25
[7 empty] | Sobieski | 2
[7 empty] | South Haven | 2
[7 empty] | South St Paul | 77
[7 empty] | Spicer | 17
[7 empty] | Spring Grove | 16
[7 empty] | Spring Lake Park | 26
[7 empty] | Spring Park | 5
[7 empty] | Spring Valley | 25
[7 empty] | Springfield | 12
[7 empty] | St Bonifacius | 10
[7 empty] | St Cloud | 288
[7 empty] | St Francis - East & West Facilities | 32.1
[7 empty] | St Hilaire | 2
[7 empty] | Saint James | 29
[7 empty] | Saint Joseph | 28
[7 empty] | St Leo | 2
[7 empty] | St Louis Park | 160
[7 empty] | Saint Michael | 82
[7 empty] | St Paul | 808
[7 empty] | St Paul Park | 21
[7 empty] | Stacy | 6
[7 empty] | Staples | 22
[7 empty] | Starbuck | 10.28
[7 empty] | Steen | 2
[7 empty] | Stephen | 13
[7 empty] | Stewartville | 28
[7 empty] | Stockton | 3
[7 empty] | Storden | 2
[7 empty] | Sunburg | 2
[7 empty] | Swanville | 4
[7 empty] | Tamarack | 3
[7 empty] | Taunton | 2
[7 empty] | Taylors Falls | 12
[7 empty] | Thief River Falls | 43
[7 empty] | Thomson | 1.5
[7 empty] | Tonka Bay | 10
[7 empty] | Tower | 4.52
[7 empty] | Tracy | 25
[7 empty] | Trimont | 8
[7 empty] | Truman | 8
[7 empty] | Twin Valley | 7.34
[7 empty] | Two Harbors | 20
[7 empty] | Tyler | 10
[7 empty] | Ulen | 4
[7 empty] | Underwood | 6
[7 empty] | Upsala | 6
[7 empty] | Utica | 3
[7 empty] | Vadnais Heights | 54
[7 empty] | Vergas | 3.76
[7 empty] | Verndale | 4
[7 empty] | Vernon Center | 2.53
[7 empty] | Vesta | 2
[7 empty] | Victoria | 42
[7 empty] | Viking | 1.5
[7 empty] | Virginia | 73
[7 empty] | Wabasha | 26
[7 empty] | Wabasso | 4.5
[7 empty] | Wadena | 28
[7 empty] | Wahkon | 4
[7 empty] | Waldorf | 2
[7 empty] | Walker | 10.9
[7 empty] | Walnut Grove | 7.37
[7 empty] | Walters | 3
[7 empty] | Wanamingo | 6.45
[7 empty] | Wanda | 1
[7 empty] | Warren | 16
[7 empty] | Warroad | 26.5
[7 empty] | Waseca | 45
[7 empty] | Watertown | 25
[7 empty] | Waterville | 30.2
[7 empty] | Watkins | 3
[7 empty] | Watson | 14
[7 empty] | Waubun | 10
[7 empty] | Waverly | 13
[7 empty] | Wayzata | 28.7
[7 empty] | Welcome | 7
[7 empty] | Wells | 32
[7 empty] | Wendell | 20
[7 empty] | West Concord | 7
[7 empty] | West St Paul | 62
[7 empty] | Westbrook | 6
[7 empty] | Wheaton | 11
[7 empty] | White Bear Lake | 85
[7 empty] | Williams | 3
[7 empty] | Willmar | 115
[7 empty] | Wilmont | 3
[7 empty] | Windom | 40
[7 empty] | Winger | 2
[7 empty] | Winnebago | 27
[7 empty] | Winona | 120
[7 empty] | Winsted | 22
[7 empty] | Winton | 2
[7 empty] | Wolf Lake | 1.6
[7 empty] | Wolverton | 1
[7 empty] | Wood Lake | 2
[7 empty] | Woodbury | 241
[7 empty] | Woodland | 1
[7 empty] | Worthington | 63
[7 empty] | Wykoff | 3
[7 empty] | Wyoming | 24
[7 empty] | Zimmerman | 32.14
[7 empty] | Zumbro Falls | 2.5
[7 empty] | Zumbrota | 21.5
8160.74
Over 50 yrs.
30 - 50 yrs.
Less than 30 yrs.
757.46
Over 50 yrs.
30 - 50 yrs.
Less than 30 yrs.
662.565
Over 50 yrs.
30 - 50 yrs.
Less than 30 yrs.

## Calculations (hidden)
| Final | Lime Softening | RO | ROEOP
Treatment plant characteristics
Maximum gallons per day (in millions) | 111000 | 111000 | 111000
capital cost per million gallons max | 8000000
Additional capital costs | 0 | 0 | 0
Total capital costs | 888000 | 8000000 | 1728686.6 |  | 8000000 | 2000000 | Reverse Osmosis
Grant funding | 0 | 0 | 0
Drinking water
Current O&M | 186531 | 186531 | 186531
Current Liabilities | 0 | 0 | 0
Future O&M | 0 | 283605 | 162060
Future capital costs | 888000 | 8000000 | 1728686.6
Attaching households to drinking water
Households Served current by both WW and drinking water | 502 | 502 | 502
Households to be connected to drinking water | 0 | 0 | 0
Current miles of drinking water pipes | 12.9412 | 12.9412 | 12.9412
Expected pipes to be laid | 0 | 0 | 0
Cost per mile of pipe | 1000000 | 1000000 | 1000000
Total cost for new pipe | 0 | 0 | 0
Cost per household for hookup | 15000 | 15000 | 15000
Annualized cost for each household hookup | 1055.4162 | 1055.4162 | 1055.4162
Annualized cost for each household hookup (weighted by percent of households needing a hookup) | 0 | 0 | 0
Wastewater
Current O&M | 108072 | 108072 | 108072 | 108072
Current Liabilities (Debt Service) | 0 | 0 | 0 | 0
Future O&M | 0 | 0 | 0 | 0
Future capital costs | 0 | 0 | 0 | 0
Subtotal annual costs | 294603 | 391677 | 270132
Subtotal future costs annualized | 62480.6362 | 562888.6143 | 121632.2506
percent of user fees residential | 0% | 0% | 0%
Annualization factor | 0.070361 | 0.070361 | 0.070361
Annualized Cost | 0 | 0 | 0
Number of households | 502 | 502 | 502 | 502
margin of error in households
Softener Removal Charge for households | 2000 | 2000 | 2000
Annualized cost of softener removal per household | 140.7222 | 140.7222 | 140.7222
Annualized cost per household | 140.7222 | 140.7222 | 140.7222
Monthly cost per household | 11.7268 | 11.7268 | 11.7268
median household income | 49643 | 49643 | 49643 | 49643
margin of error in median income | 5381 | 5381 | 5381 | 5381
RO EOP Costs
Capital Costs |  |  |  | 20750202.8
Annualized Capital & O&M |  |  |  | 5351947.2655
Annualized Cost per household |  |  |  | 10661.2495
Monthly cost per household |  |  |  | 888.4375
Municipal screener
point estimate | 0.0028347 | 0.0028347 | 0.0028347 | 0.21476
lower bound | 0.0025575 | 0.0025575 | 0.0025575 | 0.21098
upper bound | 0.0031793 | 0.0031793 | 0.0031793 | 0.21867

## Secondary Calculations (hidden)
| Weak | Mid | Strong | Indicators | Score
Bond rating | below BBB (S&P) or Baa (Moody's) | BBB (S&P) or Baa (Moody's) | above BBB (S&P) or Baa (Moody's) | A | 3 |  |  | State median income | 60828
Overall Net Debt as Percent of Full Above Market Value of Taxable Property | 5% | 2%-5% | Below 2% | Not available | 1 |  |  | 10% greater than median income | 66910.8
Unemployment | More than 1% above national average | National average | More than 1% below national average | 2.6 | 3 |  |  | 10% less than median income | 54745.2
Median HH income | More than 10% below state median | State Median | More than 10% above state median | 49643 | 1 |  |  | State unemployment rate | 6.5
Property Tax Revenues as a percent of full market value of taxable property | 4% | 2%-4% | Below 2% | 1.176% | 3
Property Tax Collection Rate | < 94% | 94% - 98% | > 98% | 0% | 1 |  |  |  | index of secondary | 2
|  |  |  | Overall score | 2 |  |  |  | Index of municipal (lime) | 1
|  |  |  | Overal score category: | B |  |  | Eligibility (lime) | Unlikely to be Eligible | 1
[8 empty] | Eligibility (RO) | Unlikely to be Eligible
|  |  |  | Municipal Screener (lime) | 0.0028347 |  |  | Eligibility (RO EOP) | Eligible
|  |  |  | Municipal Screener (RO) | 0.0028347 |  |  |  | Index of municipal (RO) | 1
|  |  |  | Municipal Screener category (lime) | X |  |  |  | Index of municipal (ROEOP) | 3
|  |  |  | Municipal Screener category (RO) | X
Description | Category Ranking | Rating | Rating Ranking | Municipal Screener (ROEOP) | 0.21476 | Municipal Screener
No Ranking | 0 | Unranked | 0 | Municipal screener category (ROEOP) | Z | Less than 1 percent | Between 1 and 2 percent | Greater than 2 percent
Prime | 1 | AAA | 1 | Secondary Score | Category | X | Y | Z
High Grade | 2 | AA+ | 2 | Less than 1.5 | A | Uncertain - low cost and low affordability | Eligible | Eligible
|  | AA | 3 | Between 1.5 and 2.5 | B | Unlikely to be Eligible | Uncertain - medium cost and medium affordability | Eligible
|  | AA- | 4 | Greater than 2.5 | C | Unlikely to be Eligible | Unlikely to be Eligible | Uncertain - high cost but high affordability
Upper Medium Grade | 3 | A+ | 5
|  | A | 6
|  | A- | 7
Lower Medium Grade | 4 | BBB+ | 8
|  | BBB | 9
|  | BBB- | 10
Non-Investment Grade Speculative | 5 | BB+ | 11
|  | BB | 12
|  | BB- | 13
Highly Speculative | 6 | B+ | 14
|  | B | 15
|  | B- | 16

## Additional evidence (hidden)
Additional Evidence
If the calculator determines that you are unlikely to be eligible or the eligibility is uncertain, you are encouraged to submit additional information to help us comprehensively consider your variance request. The following questions are a guide to help you describe your community's economic conditions that might lead to a conclusion that compliance would lead to substantial and widespread impact.
What is the percentage of households in your community within 150% of the federal poverty line? |  | 23.37%
Note: this figure is automatically populated based on Census Bureau information from your chosen municipality. You may change it manually if you believe this is incorrect.
Describe how low-income, minority, or otherwise vulnerable populations will be disproportionately affected by pollution control costs.

## Ratio analysis
Financial impact analysis
If your wastewater treatment plant or drinking water plant services a large private sector industrial facility which uses more than 10% of all water treated by the treatment plant, EPA guidance recommends that additional evidence regarding economic impact to these firms be submitted with your variance request.
Enter the company's financial information below to provide a description of the financial conditions in terms of profitability, liquidity, solvency, and leverage.
Unlike the method of determining substantial impacts to public facilities, the determination of substantial impact to private firms is not clear-cut or precisely numerically-based. The Profit Test should be used first. If the Profit Test result indicates a significant decrease of profitability, especially compared to the industry average, the impacts could be considered substantial. There is no percentage threshold that can be used for all cases, however. If the Profit Test does not show substantial impact, move on to the Secondary ratios to provide evidence for substantial impact.
Profit test |  | Enter corrections into this column:
Profitability
Current Earnings before taxes
Current Revenues
Current Profit Test result
Portion of total user fees currently paid by producer | 100%
Annual compliance costs to industrial producer | 0
Predicted post-compliance Profit Test result
Median profit test for similar firms in the industry
Evaluation
Secondary ratio tests
Liquidity (Current ratio)
Value of current assets:
Inventories
Prepaid expenses
Short term investment
Accounts receivable
Marketable securities
Cash
Other
Total | 0
Value of current liabilities
Accounts payable
Wages payable
Short term notes payable
Accrued expenses
Taxes
Current portion of long term debt
Total | 0
Current Ratio
Evaluation
Solvency (Beaver's ratio)
Cash flow (do not remove depreciation from cash flow)
Total debt
Beaver's Ratio
Evaluation
Leverage
Long-term liabilities
Owners' equity
Debt/equity ratio
Median ratio for other firms in the industry
Evaluation

## Chloride (hidden)
Name | MNID | Design Flow (MGD) | Type | Capital Cost RO EOP | Annualized Capital Cost - RO EOP | Annualized Capital and O& M RO EOP | 7Q10 (CFS) | Daily Limit (mg/L) | Monthly Average Limit (mg/L) | Max Reported Value (mg/L) | Median Reported Value (mg/L) | RP | RPBinary | X_nad83 | Y_nad83 | LATITUDE | LONGITUDE |  | Population | Design flow | LimeCapital | LimeOM | ROCapital | RO_OM
Adrian WWTP | MNG580001SD001 | 0.09 | ADW | 20.6421 | 1.4524 | 5.2439 | 0.1 | 472.8412 | 380.2145 | 916 | 785 | Yes | 1 | 262468.5792 | 4836623.0455 | 43.6447 | -95.945 | Adrian | 1211 | 111000 | 8000000 | 283605 | 774312.4809 | 162060
Albert Lea WWTP | MN0041092SD001 | 9.125 | ADW | 100.7656 | 7.09 | 13.0818 | 1.3 | 325.1097 | 247.2809 | 446 | 325 | Yes | 1 | 476443.504 | 4827893.791 | 43.6037 | -93.2917 | Albert Lea | 18016 | 4800000 | 19333342.4 | 12264000 | 22449956 | 7008000
Albertville WWTP | MN0050954SD002 | 0.9147 | ADW | 27.9557 | 1.967 | 5.9593 | 0 | 248.1425 | 229.8697 | 530 | 484 | Yes | 1 | 448965.6303 | 5009910.9564 | 45.2409 | -93.6501 | Albertville | 0 | 0 | 8000000 | 0 | 131300 | 0
Altura WWTP | MN0021831SD001 | 0.359 | AWW | 23.0277 | 1.6203 | 5.4772 | 0 | 283.0125 | 228.8345 | 263 | 191 | Yes | 1 | 584150.0946 | 4880813.4625 | 44.0757 | -91.9489 | Altura | 493 | 125000 | 8000000 | 319375 | 852421.6797 | 182500
Amboy WWTP | MN0022624SD002 | 0.066 | ADW | 20.4293 | 1.4374 | 5.2231 | 0 | 361.9442 | 221.189 | 1010 | 445.5 | Yes | 1 | 409423.5882 | 4860052.8701 | 43.888 | -94.1275 | Amboy | 534 | 69200 | 8000000 | 176806 | 537164.2251 | 101032
Appleton WWTP | MN0021890SD001 | 0.365 | ADW | 23.0809 | 1.624 | 5.4824 | 0.733 | 568.0816 | 504.4818 | 525 | 454.5 | Yes | 1 | 261877.4331 | 5009694.6552 | 45.2005 | -96.0317 | Appleton | 1412 | 453000 | 8000000 | 1157415 | 2506584.1281 | 661380
Arlington WWTP | MN0020834SD002 | 0.304 | ADW | 22.5399 | 1.5859 | 5.4295 | 0.73 | 926.3826 | 528.2129 | 1580 | 499 | Yes | 1 | 415577.1529 | 4939031.6497 | 44.5997 | -94.0636 | Arlington | 2230 | 1103000 | 9063889.74 | 2818165 | 4985952.3438 | 1610380
Ashby WWTP | MNG580087SD001 | 0.1011 | AWW | 20.7406 | 1.4593 | 5.2535 | 0 | 306.3953 | 227.4837 | 544 | 353 | Yes | 1 | 281216.775 | 5105926.7839 | 46.0719 | -95.829 | Ashby | 446 | 120000 | 8000000 | 306600 | 824600.768 | 175200
Avon WWTP | MN0047325SD002 | 0.357 | ADW | 23.0099 | 1.619 | 5.4755 | 0 | 261.6764 | 229.5952 | 586 | 491 | Yes | 1 | 387616.6462 | 5054145.8467 | 45.6318 | -94.4418 | Avon | 1414 | 322000 | 8000000 | 822710 | 1884670.5431 | 470120
Barnesville WWTP | MN0022501SD001 | 0.456 | ADW | 23.8879 | 1.6808 | 5.5614 | 0 | 257.3896 | 229.6989 | 371 | 346.5 | Yes | 1 | 237123.8884 | 5172110.1455 | 46.651 | -96.4354 | Barnesville | 2600 | 600000 | 8000000 | 1533000 | 3149192 | 876000
Blooming Prairie WWTP | MN0021822SD002 | 0.368 | ADW | 23.1075 | 1.6259 | 5.485 | 0 | 287.3685 | 228.6263 | 226 | 165 | Yes | 1 | 496413.6086 | 4856527.6884 | 43.8619 | -93.0445 | Blooming Prairie | 1963 | 350000 | 8000000 | 894250 | 2021724.8125 | 511000
Blue Earth WWTP | MN0020532SD001 | 0.488 | ADW | 24.1716 | 1.7007 | 5.5891 | 0.67 | 699.4821 | 393.4072 | 3340 | 762 | Yes | 1 | 409998.4792 | 4832937.7996 | 43.644 | -94.1158 | Blue Earth | 3356 | 800000 | 8222222.4 | 2044000 | 3940036 | 1168000
Braham WWTP | MN0022870SD001 | 0.322 | ADW | 22.6995 | 1.5972 | 5.4451 | 0 | 278.2298 | 229.0416 | 267 | 213 | Yes | 1 | 486178.9634 | 5063171.116 | 45.722 | -93.1775 | Braham | 1812 | 229000 | 8000000 | 585095 | 1412564.5387 | 334340
Brewster WWTP | MN0021750SD001 | 0.18 | ADW | 21.4403 | 1.5086 | 5.322 | 0 | 297.4524 | 228.07 | 363 | 254.5 | Yes | 1 | 302912.3987 | 4840667.1233 | 43.6929 | -95.4455 | Brewster | 473 | 50000 | 8000000 | 127750 | 426230.6875 | 73000
Caledonia WWTP | MN0020231SD003 | 0.375 | ADW | 23.1695 | 1.6302 | 5.4911 | 0 | 298.1525 | 228.0274 | 644 | 257 | Yes | 1 | 622518.9295 | 4830257.4843 | 43.6152 | -91.4815 | Caledonia | 2868 | 560000 | 8000000 | 1430800 | 2979801.376 | 817600
Canton WWTP | MN0023001SD002 | 0.03 | ADW | 20.11 | 1.415 | 5.1918 | 0 | 303.1616 | 227.7063 | 334 | 196 | Yes | 1 | 586111.3405 | 4821035.61 | 43.5373 | -91.934 | Canton | 346 | 55000 | 8000000 | 140525 | 455242.3736 | 80300
Dawson WWTP | MN0021881SD002 | 0.378 | ADW | 23.1961 | 1.6321 | 5.4937 | 0 | 347.9676 | 223.3181 | 1760 | 1045 | Yes | 1 | 259644.7245 | 4979884.8165 | 44.9318 | -96.0458 | Dawson | 1540 | 500000 | 8000000 | 1277500 | 2718137.5 | 730000
Delhi WWTP | MN0067008SD001 | 0.0108 | ADW | 19.9398 | 1.403 | 5.1752 | 0 | 298.6973 | 227.9938 | 860 | 644 | Yes | 1 | 324744.1173 | 4940524.7573 | 44.5968 | -95.208 | Delhi | 66 | 0 | 8000000 | 0 | 131300 | 0
Detroit Lakes WWTP | MN0020192SD002 | 2.02 | AWW | 37.7576 | 2.6567 | 6.9182 | 0.02 | 276.0459 | 230.5429 | 392 | 323.2 | Yes | 1 | 280746.4994 | 5188206.8277 | 46.8113 | -95.8738 | Detroit Lakes | 8763 | 2250000 | 12250003.4 | 5748750 | 8144548.4375 | 3285000
Dodge Center WWTP | MN0021016SD002 | 0.358 | ADW | 23.0188 | 1.6196 | 5.4764 | 0.26 | 442.8231 | 325.6426 | 712 | 235 | Yes | 1 | 511421.6547 | 4876673.0623 | 44.0432 | -92.8573 | Dodge Center | 2670 | 210000 | 8000000 | 536550 | 1312825.3835 | 306600
Edgerton WWTP | MNG580011SD002 | 0.119 | AWW | 20.8993 | 1.4705 | 5.269 | 0 | 310.5379 | 227.1803 | 889 | 589 | Yes | 1 | 248520.017 | 4861017.3307 | 43.8594 | -96.1291 | Edgerton | 1189 | 180000 | 8000000 | 459900 | 1153006.172 | 262800
Ellsworth WWTP | MNG580015SD002 | 0.134 | AWW | 21.0323 | 1.4799 | 5.282 | 0 | 351.5675 | 222.8145 | 751 | 388 | Yes | 1 | 254608.0515 | 4822772.0424 | 43.5176 | -96.036 | Ellsworth | 456 | 0 | 8000000 | 0 | 131300 | 0
Emmons WWTP | MN0023311SD002 | 0.0375 | ADW | 20.1766 | 1.4196 | 5.1983 | 0.12 | 1147.286 | 620.5049 | 2330 | 400 | Yes | 1 | 459982.5673 | 4816437.4792 | 43.4998 | -93.4948 | Emmons | 384 | 60000 | 8000000 | 153300 | 484167.476 | 87600
Fairmont WWTP | MN0030112SD001 | 1.15 | ADW | 30.0423 | 2.1138 | 6.1634 | 0.03 | 315.509 | 230.7005 | 587 | 210.5 | Yes | 1 | 382360.2399 | 4836439.9439 | 43.6717 | -94.4591 | Fairmont | 10666 | 2190000 | 12083336.6 | 5595450 | 7982299.6565 | 3197400
Fosston WWTP | MN0022128SD001 | 0.377 | ADW | 23.1873 | 1.6315 | 5.4928 | 0.1939 | 335.5498 | 300.1052 | 422 | 418 | Yes | 1 | 293403.6709 | 5275195.5782 | 47.5973 | -95.7482 | Fosston | 1527 | 400000 | 8000000 | 1022000 | 2260820 | 584000
Gonvick WWTP | MN0020541SD001 | 0.07 | ADW | 20.4648 | 1.4399 | 5.2265 | 0 | 297.1242 | 228.0898 | 426 | 300 | Yes | 1 | 312036.3825 | 5290588.3247 | 47.7413 | -95.5072 | Gonvick | 282 | 60000 | 8000000 | 153300 | 484167.476 | 87600
Goodhue WWTP | MN0020958SD001 | 0.099 | AWW | 20.7219 | 1.458 | 5.2517 | 0 | 307.6096 | 227.3969 | 607 | 347.5 | Yes | 1 | 530390.1297 | 4915376.8694 | 44.3911 | -92.6183 | Goodhue | 1176 | 200000 | 8000000 | 511000 | 1259872 | 292000
Grove City WWTP | MN0023574SD002 | 0.224 | AWW | 21.8305 | 1.536 | 5.3601 | 0.02 | 337.1752 | 238.4366 | 562 | 298 | Yes | 1 | 367868.9048 | 5001946.3161 | 45.1587 | -94.681 | Grove City | 635 | 105000 | 8000000 | 268275 | 740635.9304 | 153300
Harmony WWTP | MN0022322SD003 | 0.111 | ADW | 20.8284 | 1.4655 | 5.2621 | 0 | 303.1326 | 227.7082 | 453 | 332 | Yes | 1 | 581850.5781 | 4820646.9121 | 43.5343 | -91.9868 | Harmony | 1020 | 200000 | 8000000 | 511000 | 1259872 | 292000
Hayfield WWTP | MN0023612SD002 | 0.595 | AWW | 25.1205 | 1.7675 | 5.682 | 0.026602 | 278.8861 | 235.3994 | 238 | 180 | Yes | 1 | 511287.4095 | 4863242.7188 | 43.9222 | -92.8592 | Hayfield | 1340 | 140000 | 8000000 | 357700 | 935385.604 | 204400
Hector WWTP | MN0025445SD004 | 0.188 | ADW | 21.5112 | 1.5136 | 5.3289 | 0.14 | 602.0061 | 292.3444 | 1310 | 220 | Yes | 1 | 365840.9427 | 4956016.8311 | 44.745 | -94.6945 | Hector | 1151 | 275000 | 8000000 | 702625 | 1649375.1953 | 401500
Holdingford WWTP | MN0023710SD002 | 0.244 | AWW | 22.0078 | 1.5485 | 5.3775 | 0.0519 | 402.9882 | 250.015 | 1290 | 431.5 | Yes | 1 | 385379.2267 | 5065756.7301 | 45.7359 | -94.4731 | Holdingford | 770 | 208600 | 8000000 | 532973 | 1305431.047 | 304556
Hutchinson WWTP | MN0055832SD001 | 3.28 | ADW | 48.9314 | 3.4429 | 8.0112 | 0 | 279.1648 | 229.0029 | 300 | 215 | Yes | 1 | 392920.7868 | 4969553.3705 | 44.8714 | -94.3554 | Hutchinson | 14178 | 2799000 | 13775004.62 | 7151445 | 9791623.3697 | 4086540
Jordan WWTP | MN0020869SD001 | 0.58 | ADW | 24.9875 | 1.7581 | 5.669 | 0 | 264.9932 | 229.5039 | 763 | 486.5 | Yes | 1 | 450128.5477 | 4947463.2244 | 44.6788 | -93.6291 | Jordan | 5776 | 1042000 | 8894445.16 | 2662310 | 4788085.751 | 1521320
Kerkhoven WWTP | MN0020583SD001 | 0.085 | ADW | 20.5978 | 1.4493 | 5.2395 | 0 | 271.2239 | 229.3062 | 334 | 274 | Yes | 1 | 318879.1167 | 5006916.7666 | 45.1925 | -95.3056 | Kerkhoven | 759 | 180000 | 8000000 | 459900 | 1153006.172 | 262800
Lafayette WWTP | MN0023876SD001 | 0.095 | AWW | 20.6865 | 1.4555 | 5.2482 | 0 | 311.0405 | 227.1421 | 756 | 551 | Yes | 1 | 390078.5487 | 4921878.2885 | 44.4419 | -94.3812 | Lafayette | 504 | 178000 | 8000000 | 454790 | 1142248.8167 | 259880
Lakefield WWTP | MN0020427SD002 | 0.245 | ADW | 22.0167 | 1.5491 | 5.3783 | 0 | 336.1593 | 224.7853 | 1550 | 659.5 | Yes | 1 | 324786.8619 | 4839249.6563 | 43.6856 | -95.1738 | Lakefield | 1694 | 380000 | 8000000 | 970900 | 2166039.412 | 554800
Lester Prairie WWTP | MN0023957SD002 | 0.3 | ADW | 22.5044 | 1.5834 | 5.4261 | 0 | 275.2329 | 229.1604 | 863 | 585 | Yes | 1 | 418302.9398 | 4970014.797 | 44.8789 | -94.0342 | Lester Prairie | 1779 | 328000 | 8000000 | 838040 | 1914233.342 | 478880
Lewiston WWTP | MN0023965SD001 | 0.285 | ADW | 22.3714 | 1.5741 | 5.413 | 1.17 | 1245.114 | 762.5845 | 1620 | 514 | Yes | 1 | 589122.1765 | 4868765.9963 | 43.9667 | -91.8889 | Lewiston | 1620 | 185000 | 8000000 | 472675 | 1179843.0994 | 270100
Litchfield WWTP | MN0023973SD001 | 2.5 | ADW | 42.0143 | 2.9562 | 7.3346 | 0.01 | 253.2782 | 230.3426 | 380 | 304 | Yes | 1 | 380515.8688 | 4999925.2653 | 45.1427 | -94.5196 | Litchfield | 6671 | 1825000 | 11069446.9 | 4662875 | 7023313.8359 | 2664500
Long Prairie WWTP - Municipal | MN0066079SD001 | 1.82 | AWW | 35.984 | 2.5319 | 6.7447 | 6.842 | 1273.542 | 693.3541 | 1180 | 591.5 | Yes | 1 | 356028.4772 | 5095136.3864 | 45.9947 | -94.859 | Long Prairie | 3080 | 958000 | 8661111.64 | 2447690 | 4505740.4978 | 1398680
Lonsdale WWTP | MN0031241SD003 | 0.493 | ADW | 24.216 | 1.7039 | 5.5935 | 0 | 281.1953 | 228.9158 | 865 | 514 | Yes | 1 | 466535.1281 | 4924373.7042 | 44.4719 | -93.4206 | Lonsdale | 3800 | 1600000 | 10444446.4 | 4088000 | 6429092 | 2336000
Luverne WWTP | MN0020141SD002 | 0.97 | ADW | 28.4461 | 2.0015 | 6.0073 | 1.55 | 545.1197 | 447.0271 | 458 | 349 | Yes | 1 | 241966.7659 | 4837856.0258 | 43.649 | -96.1994 | Luverne | 4709 | 1400000 | 9888890.4 | 3577000 | 5877880 | 2044000
Madelia WWTP | MN0024040SD003 | 0.709 | ADW | 26.1315 | 1.8386 | 5.7809 | 3.5 | 1188.995 | 897.8461 | 1040 | 553 | Yes | 1 | 387462.913 | 4877778.0828 | 44.0446 | -94.4046 | Madelia | 2319 | 1514000 | 10205557.32 | 3868270 | 6195681.2708 | 2210440
Madison WWTP | MN0051764SD002 | 0.3358 | ADW | 22.8219 | 1.6058 | 5.4571 | 0 | 298.1196 | 228.0294 | 523 | 368 | Yes | 1 | 250504.708 | 4987969.3704 | 45.0013 | -96.1655 | Madison | 1522 | 360000 | 8000000 | 919800 | 2070118.016 | 525600
Marshall WWTP | MN0022179SD001 | 3.31 | ADW | 49.1975 | 3.4616 | 8.0372 | 0 | 265.8054 | 229.4801 | 867 | 595 | Yes | 1 | 279220.7223 | 4928871.6383 | 44.4794 | -95.776 | Marshall | 13680 | 5000000 | 19888898.4 | 12775000 | 24668800 | 7300000
Mayer WWTP | MN0021202SD001 | 0.32 | ADW | 22.6818 | 1.5959 | 5.4434 | 0 | 289.3686 | 228.5244 | 524 | 428 | Yes | 1 | 427613.2343 | 4970657.8568 | 44.8857 | -93.9165 | Mayer | 1767 | 387000 | 8000000 | 988785 | 2199341.6144 | 565020
Maynard WWTP | MN0056588SD001 | 0.153 | AWW | 21.2008 | 1.4917 | 5.2985 | 0.36 | 845.3204 | 535.0599 | 881 | 414.5 | Yes | 1 | 304954.3448 | 4974692.1689 | 44.899 | -95.4702 | Maynard | 388 | 107000 | 8000000 | 273385 | 751874.9044 | 156220
Meadows of Whisper Creek WWTP | MN0066753SD001 | 0.018 | ADW | 20.0036 | 1.4075 | 5.1814 | 0 | 255.4967 | 229.7398 | 973 | 772 | Yes | 1 | 445003.8671 | 4995315.776 | 45.1092 | -93.699 | Greenfield | 250 | 118000 | 8000000 | 301490 | 813449.0289 | 172280
Melrose WWTP | MN0020290SD002 | 2.65 | ADW | 43.3445 | 3.0498 | 7.4647 | 8.15 | 884.0983 | 643.1274 | 841 | 579 | Yes | 1 | 359656.2713 | 5059861.2342 | 45.6781 | -94.8019 | Melrose | 3632 | 3090000 | 14583338.6 | 7894950 | 10852436.1515 | 4511400
Montevideo WWTP | MN0020133SD003 | 1.05 | ADW | 29.1555 | 2.0514 | 6.0767 | 1.65 | 529.7398 | 443.8415 | 609 | 492 | Yes | 1 | 284579.9672 | 4980011.0802 | 44.9409 | -95.7304 | Montevideo | 5343 | 1064000 | 8955556.32 | 2718520 | 4860114.4637 | 1553440
Montgomery WWTP | MN0024210SD003 | 0.424 | ADW | 23.6041 | 1.6608 | 5.5336 | 0 | 344.1469 | 223.8225 | 1060 | 568 | Yes | 1 | 453213.7845 | 4922860.3576 | 44.4576 | -93.5879 | Montgomery | 2933 | 701000 | 8000000 | 1791055 | 3559814.4603 | 1023460
Morgan WWTP | MN0020443SD003 | 0.13 | ADW | 20.9969 | 1.4774 | 5.2786 | 0 | 339.4451 | 224.4035 | 1190 | 586.5 | Yes | 1 | 345021.0288 | 4921753.9475 | 44.4325 | -94.9471 | Morgan | 896 | 182000 | 8000000 | 465010 | 1163750.6145 | 265720
Morris WWTP | MN0021318SD003 | 0.797 | ADW | 26.9119 | 1.8935 | 5.8572 | 0.672 | 584.5851 | 323.3104 | 1290 | 759 | Yes | 1 | 275994.3532 | 5049028.9052 | 45.5588 | -95.8701 | Morris | 5205 | 800000 | 8222222.4 | 2044000 | 3940036 | 1168000
Nerstrand WWTP | MN0065668SD001 | 0.035 | ADW | 20.1544 | 1.4181 | 5.1962 | 0 | 311.6592 | 227.0946 | 358 | 274.5 | Yes | 1 | 495098.8635 | 4909580.1005 | 44.3395 | -93.0613 | Nerstrand | 295 | 50000 | 8000000 | 127750 | 426230.6875 | 73000
New Prague WWTP | MN0020150SD001 | 1.28 | ADW | 31.1952 | 2.1949 | 6.2762 | 0 | 277.9562 | 229.0528 | 635 | 504.5 | Yes | 1 | 454201.0608 | 4933577.9267 | 44.5541 | -93.5765 | New Prague | 7378 | 2071400 | 11753891.892 | 5292427 | 7667051.2331 | 3024244
New Richland WWTP | MN0021032SD002 | 0.27 | ADW | 22.2384 | 1.5647 | 5.4 | 0.01 | 347.415 | 229.2983 | 539 | 292.5 | Yes | 1 | 459625.926 | 4860310.5494 | 43.8948 | -93.5025 | New Richland | 1214 | 176000 | 8000000 | 449680 | 1131478.5334 | 256960
Norwood Young America WWTP | MN0024392SD002 | 0.517 | ADW | 24.4288 | 1.7188 | 5.6143 | 0 | 266.3154 | 229.4649 | 621 | 430 | Yes | 1 | 427441.3951 | 4957484.2008 | 44.7671 | -93.9168 | Norwood Young America | 3583 | 725000 | 8013888.9 | 1852375 | 3653943.3672 | 1058500
Olivia WWTP | MN0020907SD002 | 0.98 | AWW | 28.5348 | 2.0077 | 6.016 | 0.57 | 387.7483 | 307.8171 | 569 | 446 | Yes | 1 | 340593.188 | 4959031.1194 | 44.7669 | -95.0142 | Olivia | 2482 | 750000 | 8083333.4 | 1916250 | 3750645.3125 | 1095000
Otsego WWTP West | MN0066257SD001 | 0.48 | ADW | 24.1007 | 1.6958 | 5.5822 | 0 | 271.5256 | 229.2957 | 478 | 417 | Yes | 1 | 448352.589 | 5012159.0285 | 45.2611 | -93.6581 | Otsego | 6732 | 3317000 | 15213894.66 | 8474935 | 11809602.8775 | 4842820
Pelican Rapids WWTP | MN0022225SD002 | 0.26 | ADW | 22.1497 | 1.5585 | 5.3914 | 0 | 344.0737 | 223.8319 | 659 | 420 | Yes | 1 | 263213.444 | 5161852.2675 | 46.5685 | -96.0897 | Pelican Rapids | 2476 | 846000 | 8350000.28 | 2161530 | 4109716.9988 | 1235160
Pipestone WWTP | MN0054801SD001 | 0.6 | ADW | 25.1649 | 1.7706 | 5.6863 | 0.08 | 353.581 | 243.628 | 603 | 345 | Yes | 1 | 226541.3489 | 4876792.6027 | 43.9934 | -96.4102 | Pipestone | 4317 | 800000 | 8222222.4 | 2044000 | 3940036 | 1168000
Prinsburg WWTP | MN0063932SD001 | 0.0408 | ADW | 20.2058 | 1.4217 | 5.2012 | 0.11437 | 1068.936 | 403.7276 | 1990 | 98.5 | Yes | 1 | 326108.0304 | 4978517.4154 | 44.9389 | -95.2038 | Prinsburg | 497 | 42000 | 8000000 | 107310 | 379631.309 | 61320
Renville WWTP | MN0020737SD002 | 0.26 | ADW | 22.1497 | 1.5585 | 5.3914 | 0 | 332.3763 | 225.2016 | 1160 | 388 | Yes | 1 | 324358.6279 | 4961601.1725 | 44.7863 | -95.2201 | Renville | 1287 | 550000 | 8000000 | 1405250 | 2936830.0625 | 803000
Rogers WWTP | MN0029629SD001 | 1.103 | ADW | 29.6255 | 2.0845 | 6.1227 | 0 | 257.7703 | 229.6904 | 791 | 558 | Yes | 1 | 455290.6782 | 5005594.4134 | 45.2024 | -93.5691 | Rogers | 9389 | 4585000 | 18736119.7 | 11714675 | 20307952.5944 | 6694100
Sacred Heart WWTP | MN0024708SD002 | 0.07 | ADW | 20.4648 | 1.4399 | 5.2265 | 0 | 317.1559 | 226.6509 | 275 | 109 | Yes | 1 | 314426.3467 | 4961588.9955 | 44.7836 | -95.3456 | Sacred Heart | 548 | 70000 | 8000000 | 178850 | 541758.8705 | 102200
Saint James WWTP | MN0024759SD002 | 1.52 | ADW | 33.3235 | 2.3447 | 6.4844 | 0.45 | 371.5158 | 266.7632 | 1350 | 716 | Yes | 1 | 370953.75 | 4872043.5 | 43.9902 | -94.6093 | Saint James | 4611 | 1455000 | 10041668.3 | 3717525 | 6032547.6911 | 2124300
Sauk Centre WWTP | MN0024821SD001 | 0.42 | ADW | 23.5686 | 1.6583 | 5.5302 | 1.9 | 1465.279 | 786.6451 | 694 | 491 | Yes | 1 | 349001.3164 | 5064652.3998 | 45.719 | -94.9401 | Sauk Centre | 4317 | 1034000 | 8872222.92 | 2641870 | 4761701.7294 | 1509640
Sherburn WWTP | MN0024872SD002 | 0.332 | AWW | 22.7882 | 1.6034 | 5.4538 | 0 | 331.4036 | 225.3048 | 779 | 585 | Yes | 1 | 361744.1975 | 4834670.2394 | 43.6522 | -94.7143 | Sherburn | 1115 | 229000 | 8000000 | 585095 | 1412564.5387 | 334340
Sleepy Eye WWTP | MNG580041SD002 | 0.43 | ADW | 23.6573 | 1.6646 | 5.5388 | 0 | 314.0188 | 226.9089 | 613 | 398 | Yes | 1 | 363710.2812 | 4903759.5 | 44.2743 | -94.7078 | Sleepy Eye | 3599 | 531000 | 8000000 | 1356705 | 2854485.3773 | 775260
Springfield WWTP | MN0024953SD003 | 0.23 | ADW | 21.8837 | 1.5398 | 5.3653 | 0.35 | 546.3037 | 435.9993 | 478 | 307.5 | Yes | 1 | 343101.0661 | 4900335.3457 | 44.2394 | -94.9647 | Springfield | 2129 | 390000 | 8000000 | 996450 | 2213571.3665 | 569400
Staples WWTP | MN0024988SD005 | 0.68 | AWW | 25.8743 | 1.8205 | 5.7557 | 0 | 292.4349 | 228.3602 | 464 | 179.5 | Yes | 1 | 363050.4513 | 5135977.0771 | 46.3635 | -94.7802 | Staples | 2968 | 541000 | 8000000 | 1382255 | 2897939.4266 | 789860
Thief River Falls WWTP | MN0021431SD004 | 2.99 | AWW | 46.3597 | 3.2619 | 7.7596 | 0 | 303.9226 | 227.655 | 260 | 112 | Yes | 1 | 259468.478 | 5333088.7088 | 48.1056 | -96.2311 | Thief River Falls | 8636 | 1750000 | 10861113.4 | 4471250 | 6827051.5625 | 2555000
Trimont WWTP | MN0022071SD002 | 0.072 | ADW | 20.4825 | 1.4412 | 5.2283 | 0 | 376.7079 | 218.3212 | 2020 | 588 | Yes | 1 | 363126.0075 | 4847632.6809 | 43.7691 | -94.7005 | Trimont | 734 | 102000 | 8000000 | 260610 | 723752.1951 | 148920
Truman WWTP | MN0021652SD001 | 0.78 | AWW | 26.7611 | 1.8829 | 5.8425 | 0 | 336.2553 | 224.7744 | 900 | 550 | Yes | 1 | 385988.6194 | 4853360.9367 | 43.8246 | -94.4177 | Truman | 1115 | 223000 | 8000000 | 569765 | 1381190.8807 | 325580
Virginia WWTP | MN0030163SD002 | 2 | ADW | 37.5802 | 2.6442 | 6.9008 | 0 | 311.1078 | 227.1369 | 376 | 161 | Yes | 1 | 533613.3561 | 5260711.7931 | 47.499 | -92.5535 | Virginia | 8712 | 3000000 | 14333338.4 | 7665000 | 10506200 | 4380000
Wabasso WWTP | MN0025151SD002 | 0.1125 | AWW | 20.8417 | 1.4664 | 5.2634 | 0 | 317.1931 | 226.6477 | 881 | 683.5 | Yes | 1 | 320981.3352 | 4919676.6527 | 44.4083 | -95.2482 | Wabasso | 693 | 152000 | 8000000 | 388360 | 1001221.2782 | 221920
Waldorf WWTP | MN0021849SD003 | 0.062 | ADW | 20.3938 | 1.4349 | 5.2196 | 0 | 344.8988 | 223.7256 | 443 | 235 | Yes | 1 | 443504.8536 | 4865163.4207 | 43.9375 | -93.7038 | Waldorf | 227 | 52000 | 8000000 | 132860 | 437845.767 | 75920
Waseca WWTP | MN0020796SD003 | 1.98 | ADW | 37.4029 | 2.6317 | 6.8835 | 0.07 | 292.0945 | 233.5077 | 503 | 387 | Yes | 1 | 453498.2568 | 4875205.3334 | 44.0286 | -93.5801 | Waseca | 9427 | 3423000 | 15508339.34 | 8745765 | 12302389.3591 | 4997580
Watertown WWTP | MN0020940SD001 | 0.8 | ADW | 26.9385 | 1.8954 | 5.8598 | 0 | 269.1861 | 229.3747 | 755 | 529 | Yes | 1 | 433973.6373 | 4980108.1215 | 44.9714 | -93.8372 | Watertown | 4216 | 456000 | 8000000 | 1165080 | 2520264.6364 | 665760
Waterville WWTP | MN0025208SD003 | 0.4 | AWW | 23.3912 | 1.6458 | 5.5128 | 0 | 305.6506 | 227.5361 | 530 | 351 | Yes | 1 | 455783.3111 | 4896253.6268 | 44.2182 | -93.5534 | Waterville | 1883 | 256000 | 8000000 | 654080 | 1552354.7548 | 373760
Welcome WWTP | MN0021296SD003 | 0.117 | ADW | 20.8816 | 1.4692 | 5.2673 | 0.002472 | 309.8205 | 230.3784 | 585 | 378 | Yes | 1 | 369747.759 | 4837469.2306 | 43.6788 | -94.6158 | Welcome | 673 | 140000 | 8000000 | 357700 | 935385.604 | 204400
West Concord WWTP | MN0025241SD001 | 0.1191 | ADW | 20.9002 | 1.4706 | 5.2691 | 0 | 327.4339 | 225.7102 | 384 | 228 | Yes | 1 | 509042.6873 | 4888845.19 | 44.1528 | -92.8868 | West Concord | 782 | 100000 | 8000000 | 255500 | 712479.5 | 146000
Willmar WWTP | MN0025259SD005 | 4.92 | ADW | 63.4752 | 4.4662 | 9.4339 | 0.07 | 272.9798 | 231.2687 | 654 | 484.5 | Yes | 1 | 331566.1132 | 4995782.8465 | 45.0955 | -95.1405 | Willmar | 20400 | 5900000 | 22388900.4 | 15074500 | 37760762.5 | 8614000
Windom WWTP | MN0022217SD002 | 1.16 | ADW | 30.131 | 2.1201 | 6.1721 | 0 | 283.6893 | 228.8034 | 388 | 289 | Yes | 1 | 330475.7276 | 4858444.0231 | 43.8596 | -95.1093 | Windom | 4646 | 1535000 | 10263890.7 | 3921925 | 6253121.8201 | 2241100
Winnebago WWTP | MN0025267SD002 | 0.28 | ADW | 22.3271 | 1.571 | 5.4087 | 10.75 | 8972.039 | 5217.33 | 2710 | 1180 | Yes | 1 | 403881.2372 | 4847026.7525 | 43.7701 | -94.1941 | Winnebago | 1437 | 279000 | 8000000 | 712845 | 1669659.8404 | 407340
Winthrop WWTP | MN0051098SD001 | 0.348 | AWW | 22.9301 | 1.6134 | 5.4677 | 0 | 300.3119 | 227.8924 | 473 | 303 | Yes | 1 | 393798.3494 | 4932304.1072 | 44.5363 | -94.3366 | Winthrop | 1399 | 926000 | 8572222.68 | 2365930 | 4394965.4419 | 1351960
Worthington WWTP | MN0031186SD001 | 1.45 | ADW | 32.7028 | 2.301 | 6.4237 | 0 | 279.9064 | 228.9715 | 537 | 415 | Yes | 1 | 292051.2221 | 4835583.286 | 43.6442 | -95.5782 | Worthington | 12827 | 3860000 | 16722229.2 | 9862300 | 14699328.316 | 5635600

## Chloride-all (hidden)
Name | MNID | Design Flow (MGD) | 7Q10 (CFS) | Daily Limit (mg/L) | Monthly Average Limit (mg/L) | Max Reported Value (mg/L) | Median Reported Value (mg/L) | RP | RPBinary | X_nad83 | Y_nad83 | LATITUDE | LONGITUDE
Adams WWTP | MN0021261SD003 |  | 0.5 | 831.8791 | 676.3566 | 261 | 189.5 | No | 0 | 522271.7669 | 4823345.1509 | 43.5628 | -92.7241
Adrian WWTP | MNG580001SD001 |  | 0.1 | 472.8412 | 380.2145 | 916 | 785 | Yes | 1 | 262468.5792 | 4836623.0455 | 43.6447 | -95.945
Albert Lea WWTP | MN0041092SD001 |  | 1.3 | 325.1097 | 247.2809 | 446 | 325 | Yes | 1 | 476443.504 | 4827893.791 | 43.6037 | -93.2917
Albertville WWTP | MN0050954SD002 |  | 0 | 248.1425 | 229.8697 | 530 | 484 | Yes | 1 | 448965.6303 | 5009910.9564 | 45.2409 | -93.6501
Alexandria Lake Area Sanitary District | MN0040738SD001 |  | 0 | 256.9325 | 229.7091 | 863 | 722 | Yes | 1 | 313341.7241 | 5082479.3699 | 45.8706 | -95.4049
Altura WWTP | MN0021831SD001 |  | 0 | 283.0125 | 228.8345 | 263 | 191 | Yes | 1 | 584150.0946 | 4880813.4625 | 44.0757 | -91.9489
Amboy WWTP | MN0022624SD002 |  | 0 | 361.9442 | 221.189 | 1010 | 445.5 | Yes | 1 | 409423.5882 | 4860052.8701 | 43.888 | -94.1275
Appleton WWTP | MN0021890SD001 |  | 0.733 | 568.0816 | 504.4818 | 525 | 454.5 | Yes | 1 | 261877.4331 | 5009694.6552 | 45.2005 | -96.0317
Arlington WWTP | MN0020834SD002 |  | 0.73 | 926.3826 | 528.2129 | 1580 | 499 | Yes | 1 | 415577.1529 | 4939031.6497 | 44.5997 | -94.0636
Ashby WWTP | MNG580087SD001 |  | 0 | 306.3953 | 227.4837 | 544 | 353 | Yes | 1 | 281216.775 | 5105926.7839 | 46.0719 | -95.829
Aurora WWTP | MN0020494SD004 |  | 0 | 294.3965 | 228.2499 | 136 | 85 | No | 0 | 556623.5302 | 5262804.4133 | 47.5162 | -92.2478
Austin WWTP | MN0022683SD002 |  | 15.3 | 834.7557 | 693.3182 | 670 | 520 | No | 0 | 502327.111 | 4833398.3698 | 43.6536 | -92.971
Avon WWTP | MN0047325SD002 |  | 0 | 261.6764 | 229.5952 | 586 | 491 | Yes | 1 | 387616.6462 | 5054145.8467 | 45.6318 | -94.4418
Barnesville WWTP | MN0022501SD001 |  | 0 | 257.3896 | 229.6989 | 371 | 346.5 | Yes | 1 | 237123.8884 | 5172110.1455 | 46.651 | -96.4354
Bel Clare Estates WWTP | MN0045721SD001 |  | 0 | 296.4555 | 228.1298 | 249 | 148.5 | Yes | 1 | 401026.0243 | 5041988.3977 | 45.5244 | -94.2672
Benson WWTP | MN0020036SD001 |  | 2.49 | 1601.884 | 1229.221 | 775 | 456 | No | 0 | 294832.8008 | 5021487.9902 | 45.3169 | -95.6175
Blooming Prairie WWTP | MN0021822SD002 |  | 0 | 287.3685 | 228.6263 | 226 | 165 | Yes | 1 | 496413.6086 | 4856527.6884 | 43.8619 | -93.0445
Blue Earth WWTP | MN0020532SD001 |  | 0.67 | 699.4821 | 393.4072 | 3340 | 762 | Yes | 1 | 409998.4792 | 4832937.7996 | 43.644 | -94.1158
Braham WWTP | MN0022870SD001 |  | 0 | 278.2298 | 229.0416 | 267 | 213 | Yes | 1 | 486178.9634 | 5063171.116 | 45.722 | -93.1775
Brewster WWTP | MN0021750SD001 |  | 0 | 297.4524 | 228.07 | 363 | 254.5 | Yes | 1 | 302912.3987 | 4840667.1233 | 43.6929 | -95.4455
Brownton WWTP | MN0022951SD001 |  | 0 | #DIV/0! | #DIV/0! | 266 | 266 | #DIV/0! | 0 | 393856.4565 | 4954275.491 | 44.734 | -94.3404
Caledonia WWTP | MN0020231SD003 |  | 0 | 298.1525 | 228.0274 | 644 | 257 | Yes | 1 | 622518.9295 | 4830257.4843 | 43.6152 | -91.4815
Canton WWTP | MN0023001SD002 |  | 0 | 303.1616 | 227.7063 | 334 | 196 | Yes | 1 | 586111.3405 | 4821035.61 | 43.5373 | -91.934
Castle Towers WWTP | MN0042196SD001 |  | 0 | #DIV/0! | #DIV/0! | 0 | #NUM! | #DIV/0! | 0 | 481011.7669 | 5028824.0775 | 45.4127 | -93.2425
Cedar Mills WWTP | MN0066605SD002 |  | 0 | #DIV/0! | #DIV/0! | 10.1 | 10.1 | #DIV/0! | 0 | 380134.3284 | 4977045.3205 | 44.9368 | -94.519
Central Iron Range Sanitary Sewer District WWTP | MN0020117SD003 |  | 0.06 | 293.8237 | 236.1966 | 77 | 66 | No | 0 | 510579.655 | 5258348.8573 | 47.4785 | -92.8594
Clara City WWTP | MN0023035SD001 |  | 0.11 | 346.1119 | 294.7299 | 251 | 192 | No | 0 | 313030.224 | 4979566.3705 | 44.945 | -95.3698
Claremont WWTP | MN0022187SD002 |  | 0.2 | 721.9196 | 520.7233 | 191 | 125.5 | No | 0 | 502279.121 | 4876040.8018 | 44.0376 | -92.9714
Cold Spring WWTP | MN0023094SD001 |  | 14 | 2014.705 | 1590.064 | 530 | 291 | No | 0 | 389248.7266 | 5035060.786 | 45.4603 | -94.4164
Dawson WWTP | MN0021881SD002 |  | 0 | 347.9676 | 223.3181 | 1760 | 1045 | Yes | 1 | 259644.7245 | 4979884.8165 | 44.9318 | -96.0458
Delhi WWTP | MN0067008SD001 |  | 0 | 298.6973 | 227.9938 | 860 | 644 | Yes | 1 | 324744.1173 | 4940524.7573 | 44.5968 | -95.208
Detroit Lakes WWTP | MN0020192SD002 |  | 0.02 | 276.0459 | 230.5429 | 392 | 323.2 | Yes | 1 | 280746.4994 | 5188206.8277 | 46.8113 | -95.8738
Dodge Center WWTP | MN0021016SD002 |  | 0.26 | 442.8231 | 325.6426 | 712 | 235 | Yes | 1 | 511421.6547 | 4876673.0623 | 44.0432 | -92.8573
Dunnell WWTP | MN0056103SD002 |  | 0 | #DIV/0! | #DIV/0! | 0 | #NUM! | #DIV/0! | 0 | 356863.8848 | 4824236.6469 | 43.5574 | -94.7722
Edgerton WWTP | MNG580011SD002 |  | 0 | 310.5379 | 227.1803 | 889 | 589 | Yes | 1 | 248520.017 | 4861017.3307 | 43.8594 | -96.1291
Ellsworth WWTP | MNG580015SD002 |  | 0 | 351.5675 | 222.8145 | 751 | 388 | Yes | 1 | 254608.0515 | 4822772.0424 | 43.5176 | -96.036
Elmore WWTP | MN0021920SD002 |  | 0 | #DIV/0! | #DIV/0! | 0 | #NUM! | #DIV/0! | 0 | 411669.4887 | 4818932.3367 | 43.5181 | -94.0929
Emmons WWTP | MN0023311SD002 |  | 0.12 | 1147.286 | 620.5049 | 2330 | 400 | Yes | 1 | 459982.5673 | 4816437.4792 | 43.4998 | -93.4948
Eveleth WWTP | MN0023337SD005 |  | 0.09 | 284.2312 | 246.6112 | 145 | 93 | No | 0 | 534168.3862 | 5256340.1637 | 47.4596 | -92.5465
Fairmont WWTP | MN0030112SD001 |  | 0.03 | 315.509 | 230.7005 | 587 | 210.5 | Yes | 1 | 382360.2399 | 4836439.9439 | 43.6717 | -94.4591
Faribault WWTP | MN0030121SD003 |  | 18.05 | 1160.575 | 974.0644 | 488 | 367 | No | 0 | 478752.8686 | 4906135.319 | 44.3082 | -93.2662
Fergus Falls WWTP | MN0050628SD001 |  | 21.4613 | 3300.645 | 2288.979 | 206 | 130 | No | 0 | 260370.9965 | 5129827.7248 | 46.2797 | -96.1103
Fosston WWTP | MN0022128SD001 |  | 0.1939 | 335.5498 | 300.1052 | 422 | 418 | Yes | 1 | 293403.6709 | 5275195.5782 | 47.5973 | -95.7482
Franklin WWTP | MN0021083SD003 |  | 28.9 | 69934.65 | 57378.32 | 681 | 462 | No | 0 | 349560.4477 | 4931335.569 | 44.5197 | -94.8929
Gilbert WWTP | MN0020125SD002 |  | 0 | 278.4469 | 229.0327 | 174 | 153.5 | No | 0 | 540788.7818 | 5259858.3847 | 47.4909 | -92.4584
Gonvick WWTP | MN0020541SD001 |  | 0 | 297.1242 | 228.0898 | 426 | 300 | Yes | 1 | 312036.3825 | 5290588.3247 | 47.7413 | -95.5072
Goodhue WWTP | MN0020958SD001 |  | 0 | 307.6096 | 227.3969 | 607 | 347.5 | Yes | 1 | 530390.1297 | 4915376.8694 | 44.3911 | -92.6183
Green Lake SSWD WWTP | MN0052752SD002 |  | 0 | 273.2812 | 229.2332 | 693 | 462 | Yes | 1 | 356320.6086 | 5013697.5217 | 45.2621 | -94.8312
Grove City WWTP | MN0023574SD002 |  | 0.02 | 337.1752 | 238.4366 | 562 | 298 | Yes | 1 | 367868.9048 | 5001946.3161 | 45.1587 | -94.681
Hampton WWTP | MN0021946SD001 |  | 4.45 | 7351.585 | 6250.314 | 204 | 155.5 | No | 0 | 499381.001 | 4940356.8402 | 44.6166 | -93.0076
Harmony WWTP | MN0022322SD003 |  | 0 | 303.1326 | 227.7082 | 453 | 332 | Yes | 1 | 581850.5781 | 4820646.9121 | 43.5343 | -91.9868
Hawley WWTP | MN0020338SD002 |  | 8 | 4621.7 | 3779.372 | 371 | 308 | No | 0 | 247554.0386 | 5195641.0493 | 46.8664 | -96.3123
Hayfield WWTP | MN0023612SD002 |  | 0.026602 | 278.8861 | 235.3994 | 238 | 180 | Yes | 1 | 511287.4095 | 4863242.7188 | 43.9222 | -92.8592
Hector WWTP | MN0025445SD004 |  | 0.14 | 602.0061 | 292.3444 | 1310 | 220 | Yes | 1 | 365840.9427 | 4956016.8311 | 44.745 | -94.6945
Hibbing WWTP South Plant | MN0030643SD001 |  | 0.46 | 308.0805 | 247.3265 | 197 | 125 | No | 0 | 506855.951 | 5246551.3903 | 47.3724 | -92.909
Hoffman WWTP | MNG580134SD001 |  | 0 | #DIV/0! | #DIV/0! | 0 | #NUM! | #DIV/0! | 0 | 284714.9699 | 5078515.2814 | 45.8266 | -95.7715
Hoffman WWTP | MNG580134SD003 |  | 0 | #DIV/0! | #DIV/0! | 0 | #NUM! | #DIV/0! | 0 | 284476.6137 | 5078660.4869 | 45.8278 | -95.7747
Holdingford WWTP | MN0023710SD002 |  | 0.0519 | 402.9882 | 250.015 | 1290 | 431.5 | Yes | 1 | 385379.2267 | 5065756.7301 | 45.7359 | -94.4731
Holland WWTP | MN0021270SD001 |  | 0 | 392.1032 | 214.309 | 149 | 60 | No | 0 | 244867.3602 | 4886078.6236 | 44.0835 | -96.1865
Hoyt Lakes WWTP | MN0020206SD002 |  | 0 | 324.7471 | 225.9709 | 59 | 47 | No | 0 | 563852.472 | 5262026.5945 | 47.5086 | -92.1519
Hutchinson WWTP | MN0055832SD001 |  | 0 | 279.1648 | 229.0029 | 300 | 215 | Yes | 1 | 392920.7868 | 4969553.3705 | 44.8714 | -94.3554
Isanti Estates LLC | MN0054518SD001 |  | 0 | 264.2278 | 229.5258 | 121 | 77.45 | No | 0 | 481990.6272 | 5033633.2525 | 45.456 | -93.2302
ISD 363 - Indus School | MN0049263SD001 |  | 4100 | 146000000 | 62269104 | 1790 | 529.5 | Yes | 1 | 433712.1899 | 5386626.2178 | 48.6292 | -93.8995
Jordan WWTP | MN0020869SD001 |  | 0 | 264.9932 | 229.5039 | 763 | 486.5 | Yes | 1 | 450128.5477 | 4947463.2244 | 44.6788 | -93.6291
Kasson WWTP | MN0050725SD001 |  | 5.59 | 1533.081 | 1203.913 | 372 | 263 | No | 0 | 521327.9942 | 4878880.1315 | 44.0628 | -92.7335
Kerkhoven WWTP | MN0020583SD001 |  | 0 | 271.2239 | 229.3062 | 334 | 274 | Yes | 1 | 318879.1167 | 5006916.7666 | 45.1925 | -95.3056
Lafayette WWTP | MN0023876SD001 |  | 0 | 311.0405 | 227.1421 | 756 | 551 | Yes | 1 | 390078.5487 | 4921878.2885 | 44.4419 | -94.3812
Lake Andrew WWTP | MN0067733SD001 |  | 0 | #DIV/0! | #DIV/0! | 0 | #NUM! | #DIV/0! | 0 | 409363.4664 | 5057473.3719 | 45.6649 | -94.1634
Lakefield WWTP | MN0020427SD002 |  | 0 | 336.1593 | 224.7853 | 1550 | 659.5 | Yes | 1 | 324786.8619 | 4839249.6563 | 43.6856 | -95.1738
Lamberton WWTP | MNG580100SD002 |  | 0 | #DIV/0! | #DIV/0! | 0 | #NUM! | #DIV/0! | 0 | 319863.1794 | 4898477.7109 | 44.2173 | -95.2549
Le Center WWTP | MN0023931SD009 |  | 0 | 271.0425 | 229.3124 | 252 | 192 | Yes | 1 | 441327.9842 | 4914021.8814 | 44.3771 | -93.7363
Lester Prairie WWTP | MN0023957SD002 |  | 0 | 275.2329 | 229.1604 | 863 | 585 | Yes | 1 | 418302.9398 | 4970014.797 | 44.8789 | -94.0342
Lewiston WWTP | MN0023965SD001 |  | 1.17 | 1245.114 | 762.5845 | 1620 | 514 | Yes | 1 | 589122.1765 | 4868765.9963 | 43.9667 | -91.8889
Litchfield WWTP | MN0023973SD001 |  | 0.01 | 253.2782 | 230.3426 | 380 | 304 | Yes | 1 | 380515.8688 | 4999925.2653 | 45.1427 | -94.5196
Littlefork WWTP | MNG580081SD001 |  | 0.9 | 2052.395 | 1709.745 | 732 | 572 | No | 0 | 460902.9325 | 5361933.8698 | 48.4094 | -93.5282
Long Prairie WWTP - Municipal | MN0066079SD001 |  | 6.842 | 1273.542 | 693.3541 | 1180 | 591.5 | Yes | 1 | 356028.4772 | 5095136.3864 | 45.9947 | -94.859
Lonsdale WWTP | MN0031241SD003 |  | 0 | 281.1953 | 228.9158 | 865 | 514 | Yes | 1 | 466535.1281 | 4924373.7042 | 44.4719 | -93.4206
Lookout Mountain Village WWTP | MN0060691SD001 |  | 0 | #DIV/0! | #DIV/0! | 0 | #NUM! | #DIV/0! | 0 | 632438.3402 | 5257142.2357 | 47.4543 | -91.2429
Lucan WWTP | MNG580112SD001 |  | 0 | 416.6866 | 202.7383 | 160 | 82.6 | No | 0 | 308589.9375 | 4919214 | 44.4009 | -95.4037
Luverne WWTP | MN0020141SD002 |  | 1.55 | 545.1197 | 447.0271 | 458 | 349 | Yes | 1 | 241966.7659 | 4837856.0258 | 43.649 | -96.1994
Mabel WWTP | MN0020877SD002 |  | 0.23 | 921.5218 | 717.1722 | 307 | 196 | No | 0 | 600020.3202 | 4819911.8833 | 43.5255 | -91.7621
Madelia WWTP | MN0024040SD003 |  | 3.5 | 1188.995 | 897.8461 | 1040 | 553 | Yes | 1 | 387462.913 | 4877778.0828 | 44.0446 | -94.4046
Madison WWTP | MN0051764SD002 |  | 0 | 298.1196 | 228.0294 | 523 | 368 | Yes | 1 | 250504.708 | 4987969.3704 | 45.0013 | -96.1655
Marshall WWTP | MN0022179SD001 |  | 0 | 265.8054 | 229.4801 | 867 | 595 | Yes | 1 | 279220.7223 | 4928871.6383 | 44.4794 | -95.776
Mayer WWTP | MN0021202SD001 |  | 0 | 289.3686 | 228.5244 | 524 | 428 | Yes | 1 | 427613.2343 | 4970657.8568 | 44.8857 | -93.9165
Maynard WWTP | MN0056588SD001 |  | 0.36 | 845.3204 | 535.0599 | 881 | 414.5 | Yes | 1 | 304954.3448 | 4974692.1689 | 44.899 | -95.4702
MDNR Scenic State Park | MN0049891SD001 |  | 0 | #DIV/0! | #DIV/0! | 0 | 0 | #DIV/0! | 0 | 456975.2568 | 5284731.8758 | 47.7146 | -93.5735
Meadows of Whisper Creek WWTP | MN0066753SD001 |  | 0 | 255.4967 | 229.7398 | 973 | 772 | Yes | 1 | 445003.8671 | 4995315.776 | 45.1092 | -93.699
Melrose WWTP | MN0020290SD002 |  | 8.15 | 884.0983 | 643.1274 | 841 | 579 | Yes | 1 | 359656.2713 | 5059861.2342 | 45.6781 | -94.8019
Met Council Metropolitan WWTP | MN0029815SD001 |  | 1716 | 1035.02 | 978.6267 | 266.5 | 252.65 | No | 0 | 496360.75 | 4974188 | 44.9211 | -93.0461
Montevideo WWTP | MN0020133SD003 |  | 1.65 | 529.7398 | 443.8415 | 609 | 492 | Yes | 1 | 284579.9672 | 4980011.0802 | 44.9409 | -95.7304
Montgomery WWTP | MN0024210SD003 |  | 0 | 344.1469 | 223.8225 | 1060 | 568 | Yes | 1 | 453213.7845 | 4922860.3576 | 44.4576 | -93.5879
Morgan WWTP | MN0020443SD003 |  | 0 | 339.4451 | 224.4035 | 1190 | 586.5 | Yes | 1 | 345021.0288 | 4921753.9475 | 44.4325 | -94.9471
Morris WWTP | MN0021318SD003 |  | 0.672 | 584.5851 | 323.3104 | 1290 | 759 | Yes | 1 | 275994.3532 | 5049028.9052 | 45.5588 | -95.8701
Motley WWTP | MN0024244SD001 |  | 81 | 46626.14 | 37002.8 | 651 | 425.5 | No | 0 | 374249.1927 | 5132896.37 | 46.338 | -94.6338
Mountain Lake WWTP | MNG580035SD001 |  | 0.36 | 403.0387 | 370.7014 | 186 | 179 | No | 0 | 345023.9634 | 4869573.3701 | 43.963 | -94.9316
MRVPUC WWTP | MN0068195SD002 |  | 134 | 17768.93 | 14808.45 | 936 | 636.5 | No | 0 | 428002.5975 | 4925215.2647 | 44.4767 | -93.9051
Nerstrand WWTP | MN0065668SD001 |  | 0 | 311.6592 | 227.0946 | 358 | 274.5 | Yes | 1 | 495098.8635 | 4909580.1005 | 44.3395 | -93.0613
New Prague WWTP | MN0020150SD001 |  | 0 | 277.9562 | 229.0528 | 635 | 504.5 | Yes | 1 | 454201.0608 | 4933577.9267 | 44.5541 | -93.5765
New Richland WWTP | MN0021032SD002 |  | 0.01 | 347.415 | 229.2983 | 539 | 292.5 | Yes | 1 | 459625.926 | 4860310.5494 | 43.8948 | -93.5025
New Ulm WWTP | MN0030066SD002 |  | 52 | 3566.23 | 3354.265 | 516 | 479 | No | 0 | 386265.75 | 4905102.5 | 44.2903 | -94.4256
New Ulm WWTP | MN0030066SD003 |  | 0 | #DIV/0! | #DIV/0! | 0 | #NUM! | #DIV/0! | 0 | 386213.375 | 4904640.5 | 44.2861 | -94.4261
Norwood Young America WWTP | MN0024392SD002 |  | 0 | 266.3154 | 229.4649 | 621 | 430 | Yes | 1 | 427441.3951 | 4957484.2008 | 44.7671 | -93.9168
Ogilvie WWTP | MN0021997SD001 |  | 1.01 | 1236.972 | 911.3376 | 165 | 92 | No | 0 | 468217.9266 | 5075501.1023 | 45.8324 | -93.4091
Olivia WWTP | MN0020907SD002 |  | 0.57 | 387.7483 | 307.8171 | 569 | 446 | Yes | 1 | 340593.188 | 4959031.1194 | 44.7669 | -95.0142
Order of St Benedict WWTP | MN0022411SD001 |  | 0 | 351.4174 | 222.8361 | 1390 | 344.55 | Yes | 1 | 391337.2863 | 5049105.8476 | 45.587 | -94.3928
Ortonville WWTP | MNG580151SD001 |  | 0.23 | #DIV/0! | #DIV/0! | 5.2 | 5.2 | #DIV/0! | 0 | 230546.8866 | 5020916.0826 | 45.2901 | -96.436
Otsego WWTP West | MN0066257SD001 |  | 0 | 271.5256 | 229.2957 | 478 | 417 | Yes | 1 | 448352.589 | 5012159.0285 | 45.2611 | -93.6581
Owatonna WWTP | MN0051284SD001 |  | 8.17 | 642.6127 | 534.7718 | 369 | 273 | No | 0 | 481596.1972 | 4882833.0281 | 44.0985 | -93.2298
Pelican Rapids WWTP | MN0022225SD002 |  | 0 | 344.0737 | 223.8319 | 659 | 420 | Yes | 1 | 263213.444 | 5161852.2675 | 46.5685 | -96.0897
Pelican Rapids WWTP | MN0022225SD003 |  | 0 | #DIV/0! | #DIV/0! | 0 | #NUM! | #DIV/0! | 0 | 263527.954 | 5162002.3742 | 46.57 | -96.0857
Pine Island WWTP | MN0024511SD002 |  | 7.09 | 2268.482 | 1869.052 | 639 | 380 | No | 0 | 528857.1939 | 4894458.7441 | 44.2028 | -92.6387
Pipestone WWTP | MN0054801SD001 |  | 0.08 | 353.581 | 243.628 | 603 | 345 | Yes | 1 | 226541.3489 | 4876792.6027 | 43.9934 | -96.4102
Plainview Elgin Sanitary District | MN0055361SD002 |  | 10.5 | 1367.157 | 963.7307 | 941 | 385 | No | 0 | 568843.9908 | 4888260.1178 | 44.1443 | -92.1391
Preston WWTP | MN0020745SD002 |  | 13.84 | 6600.747 | 5022.963 | 229 | 150.5 | No | 0 | 574579.6602 | 4835992.827 | 43.6732 | -92.0747
Prinsburg WWTP | MN0063932SD001 |  | 0.11437 | 1068.936 | 403.7276 | 1990 | 98.5 | Yes | 1 | 326108.0304 | 4978517.4154 | 44.9389 | -95.2038
Red Lake Falls WWTP | MNG580161SD002 |  | 16.6 | 21395.1 | 14087.6 | 569 | 446 | No | 0 | 253339.8598 | 5309380.2023 | 47.8903 | -96.2997
Red Wing WWTP | MN0024571SD006 |  | 4033 | 197180.1 | 164523.2 | 908 | 550 | No | 0 | 537488.1591 | 4935483.9339 | 44.5717 | -92.5277
Redwood Falls WWTP | MN0020401SD002 |  | 24.56 | 5887.933 | 4256.808 | 827 | 474.5 | No | 0 | 333344.4153 | 4937532.015 | 44.5719 | -95.0988
Renville WWTP | MN0020737SD002 |  | 0 | 332.3763 | 225.2016 | 1160 | 388 | Yes | 1 | 324358.6279 | 4961601.1725 | 44.7863 | -95.2201
Rochester WWTP/Water Reclamation Plant | MN0024619SD001 |  | 17.494 | 427.4048 | 380.6399 | 430 | 309.5 | Yes | 1 | 542850.726 | 4879199.9981 | 44.0647 | -92.4648
Rogers WWTP | MN0029629SD001 |  | 0 | 257.7703 | 229.6904 | 791 | 558 | Yes | 1 | 455290.6782 | 5005594.4134 | 45.2024 | -93.5691
Rushford WWTP | MN0024678SD001 |  | 145.7 | 129407.6 | 112815.4 | 480 | 419 | No | 0 | 600543.0671 | 4850888.8578 | 43.8043 | -91.7499
Sacred Heart WWTP | MN0024708SD002 |  | 0 | 317.1559 | 226.6509 | 275 | 109 | Yes | 1 | 314426.3467 | 4961588.9955 | 44.7836 | -95.3456
Saint Francis WWTP | MN0021407SD002 |  | 0.58 | #DIV/0! | #DIV/0! | 0 | #NUM! | #DIV/0! | 0 | 470580.3899 | 5024955.0159 | 45.3775 | -93.3756
Saint James WWTP | MN0024759SD002 |  | 0.45 | 371.5158 | 266.7632 | 1350 | 716 | Yes | 1 | 370953.75 | 4872043.5 | 43.9902 | -94.6093
Saint Michael WWTP | MN0020222SD001 |  | 15.5 | 1416.685 | 1250.694 | 786 | 571 | No | 0 | 448767.1856 | 5005281.8479 | 45.1992 | -93.6521
Saint Peter WWTP | MN0022535SD004 |  | 89.2 | 7832.281 | 6308.502 | 464 | 283 | No | 0 | 424562.109 | 4909956.6302 | 44.339 | -93.9462
Sauk Centre WWTP | MN0024821SD001 |  | 1.9 | 1465.279 | 786.6451 | 694 | 491 | Yes | 1 | 349001.3164 | 5064652.3998 | 45.719 | -94.9401
Sherburn WWTP | MN0024872SD002 |  | 0 | 331.4036 | 225.3048 | 779 | 585 | Yes | 1 | 361744.1975 | 4834670.2394 | 43.6522 | -94.7143
Sleepy Eye WWTP | MNG580041SD002 |  | 0 | 314.0188 | 226.9089 | 613 | 398 | Yes | 1 | 363710.2812 | 4903759.5 | 44.2743 | -94.7078
Spring Valley WWTP | MN0051934SD002 |  | 1.63 | 899.9507 | 623.1766 | 240 | 158 | No | 0 | 549998.5835 | 4837585.7294 | 43.6896 | -92.3794
Springfield WWTP | MN0024953SD003 |  | 0.35 | 546.3037 | 435.9993 | 478 | 307.5 | Yes | 1 | 343101.0661 | 4900335.3457 | 44.2394 | -94.9647
Staples WWTP | MN0024988SD005 |  | 0 | 292.4349 | 228.3602 | 464 | 179.5 | Yes | 1 | 363050.4513 | 5135977.0771 | 46.3635 | -94.7802
Starbuck WWTP | MN0021415SD003 |  | 0.8 | 665.7651 | 540.6008 | 404 | 278.626 | No | 0 | 302126.2868 | 5053382.6378 | 45.6058 | -95.5373
Storden WWTP | MNG580106SD003 |  | 0 | #DIV/0! | #DIV/0! | 0 | #NUM! | #DIV/0! | 0 | 313957.5551 | 4877784.11 | 44.0297 | -95.3215
Thief River Falls WWTP | MN0021431SD004 |  | 0 | 303.9226 | 227.655 | 260 | 112 | Yes | 1 | 259468.478 | 5333088.7088 | 48.1056 | -96.2311
Thief River Falls WWTP | MN0021431SD005 |  | 0 | #DIV/0! | #DIV/0! | 0 | #NUM! | #DIV/0! | 0 | 259470.1973 | 5333088.7088 | 48.1056 | -96.2311
Trimont WWTP | MN0022071SD002 |  | 0 | 376.7079 | 218.3212 | 2020 | 588 | Yes | 1 | 363126.0075 | 4847632.6809 | 43.7691 | -94.7005
Truman WWTP | MN0021652SD001 |  | 0 | 336.2553 | 224.7744 | 900 | 550 | Yes | 1 | 385988.6194 | 4853360.9367 | 43.8246 | -94.4177
Virginia WWTP | MN0030163SD002 |  | 0 | 311.1078 | 227.1369 | 376 | 161 | Yes | 1 | 533613.3561 | 5260711.7931 | 47.499 | -92.5535
Wabasso WWTP | MN0025151SD002 |  | 0 | 317.1931 | 226.6477 | 881 | 683.5 | Yes | 1 | 320981.3352 | 4919676.6527 | 44.4083 | -95.2482
Wadena WWTP | MN0020672SD002 |  | 2.49 | 1198.505 | 903.6352 | 271 | 193 | No | 0 | 336670.651 | 5145382.7803 | 46.4423 | -95.1262
Waldorf WWTP | MN0021849SD003 |  | 0 | 344.8988 | 223.7256 | 443 | 235 | Yes | 1 | 443504.8536 | 4865163.4207 | 43.9375 | -93.7038
Walnut Grove WWTP | MN0021776SD002 |  | 0 | 273.4098 | 229.2285 | 123 | 83.95 | No | 0 | 306205.0425 | 4899593.4372 | 44.2238 | -95.4261
Waseca WWTP | MN0020796SD003 |  | 0.07 | 292.0945 | 233.5077 | 503 | 387 | Yes | 1 | 453498.2568 | 4875205.3334 | 44.0286 | -93.5801
Watertown WWTP | MN0020940SD001 |  | 0 | 269.1861 | 229.3747 | 755 | 529 | Yes | 1 | 433973.6373 | 4980108.1215 | 44.9714 | -93.8372
Waterville WWTP | MN0025208SD003 |  | 0 | 305.6506 | 227.5361 | 530 | 351 | Yes | 1 | 455783.3111 | 4896253.6268 | 44.2182 | -93.5534
Welcome WWTP | MN0021296SD003 |  | 0.002472 | 309.8205 | 230.3784 | 585 | 378 | Yes | 1 | 369747.759 | 4837469.2306 | 43.6788 | -94.6158
Wells Public Utilities | MN0025224SD004 |  | 0 | 285.0292 | 228.7404 | 466 | 375 | Yes | 1 | 439737.3079 | 4844373.2653 | 43.75 | -93.7484
Wells Public Utilities | MN0025224SD005 |  | 0 | 294.5327 | 228.2421 | 530.5 | 323 | Yes | 1 | 439371.4408 | 4844783.1465 | 43.7536 | -93.7529
West Concord WWTP | MN0025241SD001 |  | 0 | 327.4339 | 225.7102 | 384 | 228 | Yes | 1 | 509042.6873 | 4888845.19 | 44.1528 | -92.8868
Willmar WWTF | MN0025259SD005 |  | 0.07 | 272.9798 | 231.2687 | 654 | 484.5 | Yes | 1 | 331566.1132 | 4995782.8465 | 45.0955 | -95.1405
Windom WWTP | MN0022217SD002 |  | 0 | 283.6893 | 228.8034 | 388 | 289 | Yes | 1 | 330475.7276 | 4858444.0231 | 43.8596 | -95.1093
Winnebago WWTP | MN0025267SD002 |  | 10.75 | 8972.039 | 5217.33 | 2710 | 1180 | Yes | 1 | 403881.2372 | 4847026.7525 | 43.7701 | -94.1941
Winthrop WWTP | MN0051098SD001 |  | 0 | 300.3119 | 227.8924 | 473 | 303 | Yes | 1 | 393798.3494 | 4932304.1072 | 44.5363 | -94.3366
Worthington WWTP | MN0031186SD001 |  | 0 | 279.9064 | 228.9715 | 537 | 415 | Yes | 1 | 292051.2221 | 4835583.286 | 43.6442 | -95.5782
Wykoff WWTP | MN0020826SD002 |  | 0.3 | 1249.822 | 1066.154 | 281 | 209 | No | 0 | 559055.6285 | 4841994.4067 | 43.7287 | -92.2666
Zimmerman WWTP | MN0042331SD002 |  | 1.01 | 651.5599 | 562.2345 | 189 | 129 | No | 0 | 454189.9789 | 5030979.2972 | 45.4308 | -93.5856